## Constants
SYSTEM REQUIREMENTS
Daily average demand | 22.7 | kWh per day
Available Roofspace | 10 | m^2 |  |  | Mounting configuration angles
Roof pitch | 35 | deg |  |  | Angle | Performance decrease
[5 empty] | 90 | 0%
Adjustable angle |  |  |  |  | 53 | 0.8%
[5 empty] | 45 | 1.7%
Rule of thumb energy density | 12 | W per sqft |  |  | 35 | 3%
[5 empty] | 27 | 4%
Performance degration | 0.5% | per year |  |  | 18 | 4.7%
Failure rate | 0.05% | per year | Usually solar warranty of 25 years (free replacement til then) |  | 14 | 4.5%
| 400 | years
Soiling and Cleaning
[5 empty] | Cleaning frequency | Performance decrease
[5 empty] | Annual | 2% |  | <- we can model it linearly at 2% per year
[5 empty] | Average | 5% |  | <- clean every 1 year or 5 years
[5 empty] | Significant | 10%
Prime rate | 3% | https://ycharts.com/indicators/canada_prime_rate_monthly |  |  | Cleaning cost | 10 | per m^2
Inflation Rate | 2%
ATCF Nominal MARR | 3%
| Accounting for inflation rate and other factors |  |  |  | Cost of installation breakdown | [5 empty] | 10000 | 4kW | 3000 | per kW
Tax rate | 10% | https://www.canada.ca/en/revenue-agency/services/tax/businesses/topics/corporations/corporation-tax-rates.html | https://en.wikipedia.org/wiki/Canada_small_business_tax_rate |  | https://kubyenergy.ca/blog/the-cost-of-solar-panels | [5 empty] | 16000 | 6kW
Sales Tax | 5% |  |  |  | PV panels | 35% |  |  |  |  | 46000 | 16kW
[5 empty] | Inverters | 20%
Solar technician sallary | 24 | per hour | https://ca.indeed.com/Solar-Technician-jobs-in-Ontario?vjk=37ca25b9096f3721 |  | Racking & Electrical | 23%
|  |  | https://work.chron.com/pay-scale-solar-energy-technician-19567.html |  | Engineering/Design | 4%
[5 empty] | Permitting | 2%
[5 empty] | Labour | 16%
Dollar per watt | https://kubyenergy.ca/blog/solar-glossary | https://www.bchydro.com/news/conservation/2016/sell-electricity-at-your-home.html |  | Dollar per watt linear model
Capacity | Cost | Model Cost |  | Capacity | Cost | Cost (extra conserv.) | Cost |  | System W | 5 | kW
[kW] | [$/kW] | [$/kW] |  | [kW] | [$/kW] | [$/kW] | [$] |  | Fixed Cost | 4120
1 |  | 5.8 |  | 2 | 4 | 0.75 | 9500 |  | Variable cost | 2900 | /kW
2 | 4 | 4.2 |  | 4 | 3.25 | 0.75 | 16000 |  |  | 14500
4 | 3.25 | 3.1333 |  | 6 | 2.85 | 0.75 | 21600 |  | Total | 18620
6 | 2.85 | 2.7231 |  | 8 | 2.75 | 0.75 | 28000
8 | 2.75 | 2.5059 |  | 10 | 2.5 | 0.75 | 32500
10 | 2.5 | 2.3714
Allowed loan terms |  | Loan interest
5 | years | prime + 2%
10 | years | prime + 2%
15 | years | prime + 2%
Maintainance
Average annual cost | 100 | /10 kW
| 0.01 | / W

## Configurations
A
DIY
Parts List
Part | Qty. | Cost ea. | Cost | CCA class | Depreciation | Salvage | Replacement Period | Specifications
PV panels | 4 | 238 | 952 | 43 | 30% | 0 | R/A | 100 | W/panel
Charge controller | 1 | 150 | 150 | 43 | 30% | 0 | 10
Inverter | 1 | 539.5 | 539.5 | 43 | 30% | 0 | 10 | 1800 | W
Battery | 8 | 26 | 208 | 43 | 30% | 0 | 10 | 96 | Wh/battery
Installation
Installation time | 4 | hours
Taxed Cost
PV Panels | 999.6
Other Parts | 942.375 | replaced every | 10 | years
Installation | 96
Total | 2037.975 | 1941.975
360
1677.975
Performance
Capacity | 400 | W
B
Medium setup
Capacity | 5 | kW
Fixed cost | 4120
Variable cost | 14500 |  | Loan Payment
Total install cost | 18620 |  | 5 year | 3261.3641
Rebate | 4500 |  | 15 year | 1360.3531
Type | Fraction of cost | Cost | CCA | CCA rate | Replacement
PV panels | 35% | 6517 | 43 | 30%
Inverters | 20% | 3724 | 43 | 30% | 10 | years
Mechanical | 9% | 1675.8 | 17 | 10%
Electrical | 14% | 2606.8 | 8 | 20% | 10 | years
Engineering/Design | 4% | 744.8 | N/A | N/A
Permitting | 2% | 372.4 | N/A | N/A
Labour | 16% | 2979.2 | N/A | N/A
| UCC account 1 | UCC account 2 | UCC account 3
Cost basis | 10241 | 1675.8 | 2606.8
Depreciation | 30% | 10% | 20%
C
Large setup
Capacity | 10 | kW
Fixed cost | 4120 |  | 24120
Variable cost | 29000 |  | Loan Payment
Total install cost | 33120 |  | 5 year | 5571.1121 | 10 year | 2827.5998
Rebate | 9000 |  | 15 year | 2323.776
Type | Fraction of cost | Cost | CCA | CCA rate | Replacement
PV panels | 35% | 11592 | 43 | 30%
Inverters | 20% | 6624 | 43 | 30% | 10 | years
Mechanical | 9% | 2980.8 | 17 | 10%
Electrical | 14% | 4636.8 | 8 | 20% | 10 | years
Engineering/Design | 4% | 1324.8 | N/A | N/A
Permitting | 2% | 662.4 | N/A | N/A
Labour | 16% | 5299.2 | N/A | N/A
| UCC account 1 | UCC account 2 | UCC account 3
Cost basis | 18216 | 2980.8 | 4636.8
Depreciation | 30% | 10% | 20%
Note on H6: Muchen He: https://ases.conference-services.net/resources/252/2859/pdf/SOLAR2012_0783_full%20paper.pdf
Note on I7: Muchen He: https://www.solarpaneltalk.com/forum/solar-power-lighting/solar-lighting-for-homes-and-gardens/14683-lifespan-of-solar-charger-solar-controller-and-battery-agm-sla

## Grid Power
| Electricity Cost | [9 empty] | Peak Probability |  |  | Sources:
| Year | Off-peak | Mid-peak | On-peak | Electricity | Transmission | Distribution | Admin Fees | Total | Buyback | Off-peak | 50% |  | https://www.oeb.ca/rates-and-your-bill/electricity-rates/historical-electricity-rates
|  | [$/kWh] | [$/kWh] | [$/kWh] | [$/kWh] | [$/kWh] | [$/kWh] | [$/kWh] | [$/kWh] | [$/kWh] | Mid-peak | 25% |  | https://www.powerstream.ca/customers/rates-support-programs/time-of-use-pricing.html
Historical | 2006 | 0.035 | 0.075 | 0.105 | 0.0625 | no data |  |  |  | no data | On-peak | 25% |  | https://www.aeso.ca/assets/Uploads/TRP-Factsheet-2018.pdf
| 2007 | 0.032 | 0.072 | 0.092 | 0.057 | [8 empty] | https://www.bchydro.com/news/conservation/2016/sell-electricity-at-your-home.html
| 2008 | 0.027 | 0.073 | 0.093 | 0.055 | [5 empty] | Relative Costs
| 2009 | 0.042 | 0.076 | 0.091 | 0.06275 | [5 empty] | Transmission | 16.8%
| 2010 | 0.053 | 0.08 | 0.099 | 0.07125 | [5 empty] | Distribution | 13%
| 2011 | 0.059 | 0.089 | 0.107 | 0.0785 | [5 empty] | Admin | 5%
| 2012 | 0.065 | 0.1 | 0.117 | 0.08675
| 2013 | 0.067 | 0.104 | 0.124 | 0.0905 | [5 empty] | Cost Increase
| 2014 | 0.075 | 0.112 | 0.135 | 0.09925 | [5 empty] | Electricity Increase | 5.1% | per year
| 2015 | 0.08 | 0.122 | 0.161 | 0.11075 | [5 empty] | Transmission Increase | 2.2% | per year
| 2016 | 0.087 | 0.132 | 0.18 | 0.1215 |  |  |  |  | 0.099
| 2017 | 0.077 | 0.113 | 0.157 | 0.106 |  |  |  |  | 0.09999 | Buy back incrase rate | 1% | per year
| 2018 | 0.065 | 0.094 | 0.132 | 0.089 | 0.014952 | 0.008125 | 0.00445 | 0.11653 | 0.10099
Projected | 2019 | 0.068315 | 0.098794 | 0.13873 | 0.093539 | 0.015281 | 0.0083038 | 0.004677 | 0.1218 | 0.102
| 2020 | 0.071799 | 0.10383 | 0.14581 | 0.098309 | 0.015617 | 0.0084864 | 0.0049155 | 0.12733 | 0.10302
| 2021 | 0.075461 | 0.10913 | 0.15324 | 0.10332 | 0.015961 | 0.0086731 | 0.0051662 | 0.13312 | 0.10405
| 2022 | 0.079309 | 0.11469 | 0.16106 | 0.10859 | 0.016312 | 0.0088639 | 0.0054296 | 0.1392 | 0.10509
| 2023 | 0.083354 | 0.12054 | 0.16927 | 0.11413 | 0.016671 | 0.0090589 | 0.0057065 | 0.14557 | 0.10614
| 2024 | 0.087605 | 0.12669 | 0.17791 | 0.11995 | 0.017037 | 0.0092582 | 0.0059976 | 0.15224 | 0.1072
| 2025 | 0.092073 | 0.13315 | 0.18698 | 0.12607 | 0.017412 | 0.0094619 | 0.0063035 | 0.15925 | 0.10827
| 2026 | 0.096769 | 0.13994 | 0.19651 | 0.1325 | 0.017795 | 0.0096701 | 0.0066249 | 0.16659 | 0.10936
| 2027 | 0.1017 | 0.14708 | 0.20654 | 0.13926 | 0.018187 | 0.0098828 | 0.0069628 | 0.17429 | 0.11045
| 2028 | 0.10689 | 0.15458 | 0.21707 | 0.14636 | 0.018587 | 0.0101 | 0.0073179 | 0.18236 | 0.11156
| 2029 | 0.11234 | 0.16246 | 0.22814 | 0.15382 | 0.018996 | 0.010322 | 0.0076911 | 0.19083 | 0.11267
| 2030 | 0.11807 | 0.17075 | 0.23978 | 0.16167 | 0.019414 | 0.01055 | 0.0080834 | 0.19971 | 0.1138
| 2031 | 0.12409 | 0.17946 | 0.25201 | 0.16991 | 0.019841 | 0.010782 | 0.0084956 | 0.20903 | 0.11494
| 2032 | 0.13042 | 0.18861 | 0.26486 | 0.17858 | 0.020277 | 0.011019 | 0.0089289 | 0.2188 | 0.11609
| 2033 | 0.13707 | 0.19823 | 0.27837 | 0.18769 | 0.020723 | 0.011261 | 0.0093843 | 0.22905 | 0.11725
| 2034 | 0.14406 | 0.20834 | 0.29256 | 0.19726 | 0.021179 | 0.011509 | 0.0098629 | 0.23981 | 0.11842
| 2035 | 0.15141 | 0.21896 | 0.30748 | 0.20732 | 0.021645 | 0.011762 | 0.010366 | 0.25109 | 0.1196
| 2036 | 0.15913 | 0.23013 | 0.32316 | 0.21789 | 0.022122 | 0.012021 | 0.010895 | 0.26293 | 0.1208
| 2037 | 0.16725 | 0.24187 | 0.33965 | 0.229 | 0.022608 | 0.012285 | 0.01145 | 0.27535 | 0.12201
| 2038 | 0.17578 | 0.2542 | 0.35697 | 0.24068 | 0.023106 | 0.012556 | 0.012034 | 0.28838 | 0.12323
| 2039 | 0.18474 | 0.26717 | 0.37517 | 0.25296 | 0.023614 | 0.012832 | 0.012648 | 0.30205 | 0.12446
| 2040 | 0.19417 | 0.28079 | 0.39431 | 0.26586 | 0.024133 | 0.013114 | 0.013293 | 0.3164 | 0.1257
| 2041 | 0.20407 | 0.29511 | 0.41442 | 0.27942 | 0.024664 | 0.013403 | 0.013971 | 0.33145 | 0.12696
| 2042 | 0.21448 | 0.31017 | 0.43555 | 0.29367 | 0.025207 | 0.013698 | 0.014683 | 0.34725 | 0.12823
| 2043 | 0.22541 | 0.32598 | 0.45776 | 0.30864 | 0.025762 | 0.013999 | 0.015432 | 0.36384 | 0.12951
| 2044 | 0.23691 | 0.34261 | 0.48111 | 0.32438 | 0.026328 | 0.014307 | 0.016219 | 0.38124 | 0.13081
| 2045 | 0.24899 | 0.36008 | 0.50565 | 0.34093 | 0.026908 | 0.014622 | 0.017046 | 0.3995 | 0.13212
| 2046 | 0.26169 | 0.37845 | 0.53143 | 0.35832 | 0.027499 | 0.014943 | 0.017916 | 0.41867 | 0.13344
| 2047 | 0.27504 | 0.39775 | 0.55854 | 0.37659 | 0.028104 | 0.015272 | 0.018829 | 0.4388 | 0.13477
| 2048 | 0.28906 | 0.41803 | 0.58702 | 0.3958 | 0.028723 | 0.015608 | 0.01979 | 0.45992 | 0.13612
| 2049 | 0.30381 | 0.43935 | 0.61696 | 0.41598 | 0.029355 | 0.015951 | 0.020799 | 0.48209 | 0.13748
| 2050 | 0.3193 | 0.46176 | 0.64843 | 0.4372 | 0.03 | 0.016302 | 0.02186 | 0.50536 | 0.13886
| 2051 | 0.33559 | 0.48531 | 0.6815 | 0.45949 | 0.03066 | 0.016661 | 0.022975 | 0.52979 | 0.14024
| 2052 | 0.3527 | 0.51006 | 0.71625 | 0.48293 | 0.031335 | 0.017028 | 0.024146 | 0.55544 | 0.14165
| 2053 | 0.37069 | 0.53607 | 0.75278 | 0.50756 | 0.032024 | 0.017402 | 0.025378 | 0.58236 | 0.14306
| 2054 | 0.38959 | 0.56341 | 0.79117 | 0.53344 | 0.032729 | 0.017785 | 0.026672 | 0.61063 | 0.14449
| 2055 | 0.40946 | 0.59215 | 0.83152 | 0.56065 | 0.033449 | 0.018176 | 0.028032 | 0.64031 | 0.14594
| 2056 | 0.43034 | 0.62234 | 0.87393 | 0.58924 | 0.034185 | 0.018576 | 0.029462 | 0.67146 | 0.1474
| 2057 | 0.45229 | 0.65408 | 0.9185 | 0.61929 | 0.034937 | 0.018985 | 0.030965 | 0.70418 | 0.14887
| 2058 | 0.47536 | 0.68744 | 0.96535 | 0.65088 | 0.035706 | 0.019403 | 0.032544 | 0.73853 | 0.15036

## Weather
Sunny | 50.3% | of daylight
Cloudy | 25% | of daylight
Overcast | 24.7% | of daylight
Month | Daylight | Sunlight | Cloudy | Overcast | Equivalent | Correction Factor | Corrected
| [hours] | [hours] | [hours] | [hours] | [hours] |  | [hours]
1 | 219.15 | 110.2325 | 54.7875 | 54.1301 | 140.1355 | 25.29% | 35.447
2 | 238.72 | 120.0762 | 59.68 | 58.9638 | 152.6495 | 35.13% | 53.6257
3 | 292.2 | 146.9766 | 73.05 | 72.1734 | 186.8473 | 52.16% | 97.4687
4 | 365.25 | 183.7208 | 91.3125 | 90.2168 | 233.5591 | 71.84% | 167.7775
5 | 438.3 | 220.4649 | 109.575 | 108.2601 | 280.2709 | 88.87% | 249.0769
6 | 491.78 | 247.3653 | 122.945 | 121.4697 | 314.4687 | 98.71% | 310.3969
7 | 511.35 | 257.209 | 127.8375 | 126.3034 | 326.9828 | 98.71% | 322.7489
8 | 491.78 | 247.3653 | 122.945 | 121.4697 | 314.4687 | 88.87% | 279.4685
9 | 438.3 | 220.4649 | 109.575 | 108.2601 | 280.2709 | 71.84% | 201.333
10 | 365.25 | 183.7208 | 91.3125 | 90.2168 | 233.5591 | 52.16% | 121.8358
11 | 292.2 | 146.9766 | 73.05 | 72.1734 | 186.8473 | 35.13% | 65.6393
12 | 238.72 | 120.0762 | 59.68 | 58.9638 | 152.6495 | 25.29% | 38.6124
Solar Performance |  | 90% | 50% | 25%
[8 empty] | actual | desired | result
[8 empty] | 0.42857 | 0.114 | 0.10983

## Consumption
Yearly Aveage | 8300 | kWh
Fluctuation | 10%
Monthly Fluct. | 69.1667 | kWh
Monthly Offset | 691.67 | kWh
Month | Consumption
| Uniform | Model
| [kWh] | [kWh]
1 | 691.6667 | 751.5701
2 | 691.6667 | 726.2533
3 | 691.6667 | 691.67
4 | 691.6667 | 657.0867
5 | 691.6667 | 631.7699
6 | 691.6667 | 622.5033
7 | 691.6667 | 631.7699
8 | 691.6667 | 657.0867
9 | 691.6667 | 691.67
10 | 691.6667 | 726.2533
11 | 691.6667 | 751.5701
12 | 691.6667 | 760.8367
Yearly | 8300 | 8300.04

## Incentives
Government Incentives to reward renewable energy
Installation rebates
Alberta | 0.75 | per W | Lesser of: | 30% | of installation or | 10000
Edmonton | 0.15 | per W

## Analysis (Nothing)
Year | Usage | Energy cost | Energy Cost |  |  | NPV |  | https://callmepower.ca/en/ab/electricity/cost/averages-house-apartment-condo
| [kWh] | [$] | [$ nominal] | Period | [$] | [$ nominal]
0 | 0 | 0 | 0 | 5 years | 5057.566 | 4764.8942 | In losses
1 | 8300.04 | 1010.9502 | 991.1277 | 20 years | 22837.9896 | 18478.4102 | In losses
2 | 8300.04 | 1056.8318 | 1015.7937 | 40 years | 54766.1225 | 35844.1903 | In losses
3 | 8300.04 | 1104.9285 | 1041.1988
4 | 8300.04 | 1155.3504 | 1067.3652 | EAUC
5 | 8300.04 | 1208.2135 | 1094.3162 | Period | [$ nominal]
6 | 8300.04 | 1263.6392 | 1122.0755 | 5 years | 1040.4364
7 | 8300.04 | 1321.7554 | 1150.6676 | 20 years | 1242.0394
8 | 8300.04 | 1382.6963 | 1180.118 | 40 years | 1550.7049
9 | 8300.04 | 1446.6028 | 1210.4525
10 | 8300.04 | 1513.6232 | 1241.6982
11 | 8300.04 | 1583.9129 | 1273.8826
12 | 8300.04 | 1657.6355 | 1307.0343
13 | 8300.04 | 1734.9627 | 1341.1826
14 | 8300.04 | 1816.0749 | 1376.3578
15 | 8300.04 | 1901.1617 | 1412.5912
16 | 8300.04 | 1990.4222 | 1449.9147
17 | 8300.04 | 2084.0656 | 1488.3616
18 | 8300.04 | 2182.3117 | 1527.966
19 | 8300.04 | 2285.3915 | 1568.763
20 | 8300.04 | 2393.5475 | 1610.7888
21 | 8300.04 | 2507.0347 | 1654.0809
22 | 8300.04 | 2626.1209 | 1698.6775
23 | 8300.04 | 2751.0875 | 1744.6184
24 | 8300.04 | 2882.2302 | 1791.9444
25 | 8300.04 | 3019.8595 | 1840.6976
26 | 8300.04 | 3164.302 | 1890.9213
27 | 8300.04 | 3315.9004 | 1942.6602
28 | 8300.04 | 3475.0152 | 1995.9603
29 | 8300.04 | 3642.0249 | 2050.8691
30 | 8300.04 | 3817.3274 | 2107.4353
31 | 8300.04 | 4001.3406 | 2165.7095
32 | 8300.04 | 4194.5038 | 2225.7434
33 | 8300.04 | 4397.2783 | 2287.5905
34 | 8300.04 | 4610.1491 | 2351.3059
35 | 8300.04 | 4833.6258 | 2416.9464
36 | 8300.04 | 5068.2437 | 2484.5704
37 | 8300.04 | 5314.5653 | 2554.2382
38 | 8300.04 | 5573.1819 | 2626.0119
39 | 8300.04 | 5844.7145 | 2699.9555
40 | 8300.04 | 6129.8159 | 2776.1349

## Analysis (A)
A
One Year Power Estimate |  |  | 5 Year Analysis
Month | Generated |  | Year | Power |  |  | Cost |  |  |  | Benefits |  |  | Tax and Depreciation | [6 empty] | Net |  | Real IRR | -15.35%
1 | 13753.4408 | Wh |  | Solar efficiency | Solar | Grid | Power Cost | Installation | Maintainance | Replacement | Rebate | Buyback | Salvage | Cashflow | Relative Benefit | UCC Change | CCA | Book Val. | Taxable Income | Tax | Net Saved | Net Saved | Nominal IRR | -17.01%
2 | 20806.7649 | Wh |  |  | [kWh] | [kWh] | [$] | [$] | [$] | [$] | [$] | [$] | [$] | [$] | [$] | [$] | [$] | [$] | [$] | [$] | [$] | [$ nominal] | NPV Savings | -978.9364
3 | 37817.8392 | Wh | 0 | 100% | 0 | 0 | 0 | 2037.975 | 0 | 0 | 360 | 0 | 0 | -1677.975 | -1677.975 | 1018.9875 | 0 | 1018.9875 | 0 | 0 | -1677.975 | -1677.975 | EUAB | -213.7552
4 | 65097.6612 | Wh | 1 | 99.5% | 735.1998 | 7564.8002 | 921.3975 | 0 | 4 | 0 | 0 | 0 | 0 | -925.3975 | 85.5527 | 1018.9875 | 305.6962 | 1732.2787 | 0 | 0 | 85.5527 | 83.8752
5 | 96641.8533 | Wh | 2 | 99% | 731.4484 | 7568.5516 | 963.6925 | 0 | 4 | 0 | 0 | 0 | 0 | -967.6925 | 89.1393 | 0 | 519.6836 | 1212.5951 | 0 | 0 | 89.1393 | 85.678
6 | 120434.0055 | Wh | 3 | 98.51% | 727.7158 | 7572.2842 | 1008.0473 | 0 | 4 | 0 | 0 | 0 | 0 | -1012.0473 | 92.8812 | 0 | 363.7785 | 848.8166 | 0 | 0 | 92.8812 | 87.5241
7 | 125226.5825 | Wh | 4 | 98.01% | 724.0018 | 7575.9982 | 1054.5651 | 0 | 4 | 0 | 0 | 0 | 0 | -1058.5651 | 96.7853 | 0 | 254.645 | 594.1716 | 0 | 0 | 96.7853 | 89.4147
8 | 108433.7911 | Wh | 5 | 97.52% | 720.3064 | 7579.6936 | 1103.3547 | 0 | 4 | 0 | 0 | 0 | 415.9201 | -691.4346 | 516.7789 | 0 | 178.2515 | 415.9201 | 338.5274 | 33.8527 | 482.9262 | 437.4011
9 | 78117.1935 | Wh
10 | 47272.299 | Wh | 20 Year Analysis
11 | 25468.0659 | Wh | Year | Power |  |  | Cost |  |  |  | Benefits |  |  | Tax and Depreciation | [6 empty] | Net |  | Real IRR | -0.3503%
12 | 14981.6171 | Wh |  | Solar efficiency | Solar | Grid | Power Cost | Installation | Maintainance | Replacement | Rebate | Buyback | Salvage | Cashflow | Relative Benefit | UCC Change | CCA | Book Val. | Taxable Income | Tax | Net Saved | Net Saved | Nominal IRR | -2.304%
Total | 754.0511 | kWh |  |  | [kWh] | [kWh] | [$] | [$] | [$] | [$] | [$] | [$] | [$] | [$] | [$] | [$] | [$] | [$] | [$] | [$] | [$] | [$ nominal] | NPV Savings | -773.0056
|  |  | 0 | 100% | 0 | 0 | 0 | 2037.975 | 0 | 0 | 360 | 0 | 0 | -1677.975 | -1677.975 | 1018.9875 | 0 | 1018.9875 | 0 | 0 | -1677.975 | -1677.975 | EUAB | -168.7893
|  |  | 1 | 99.5% | 735.1998 | 7564.8002 | 921.3975 | 0 | 4 | 0 | 0 | 0 | 0 | -925.3975 | 85.5527 | 1018.9875 | 305.6962 | 1732.2787 | 0 | 0 | 85.5527 | 83.8752
|  |  | 2 | 99% | 731.4484 | 7568.5516 | 963.6925 | 0 | 4 | 0 | 0 | 0 | 0 | -967.6925 | 89.1393 | 0 | 519.6836 | 1212.5951 | 0 | 0 | 89.1393 | 85.678
|  |  | 3 | 98.51% | 727.7158 | 7572.2842 | 1008.0473 | 0 | 4 | 0 | 0 | 0 | 0 | -1012.0473 | 92.8812 | 0 | 363.7785 | 848.8166 | 0 | 0 | 92.8812 | 87.5241
|  |  | 4 | 98.01% | 724.0018 | 7575.9982 | 1054.5651 | 0 | 4 | 0 | 0 | 0 | 0 | -1058.5651 | 96.7853 | 0 | 254.645 | 594.1716 | 0 | 0 | 96.7853 | 89.4147
|  |  | 5 | 97.52% | 720.3064 | 7579.6936 | 1103.3547 | 0 | 4 | 0 | 0 | 0 | 0 | -1107.3547 | 100.8588 | 0 | 178.2515 | 415.9201 | 0 | 0 | 100.8588 | 91.3509
|  |  | 6 | 97.04% | 716.6294 | 7583.3706 | 1154.5299 | 0 | 4 | 0 | 0 | 0 | 0 | -1158.5299 | 105.1093 | 0 | 124.776 | 291.1441 | 0 | 0 | 105.1093 | 93.3341
|  |  | 7 | 96.55% | 712.9709 | 7587.0291 | 1208.2106 | 0 | 4 | 0 | 0 | 0 | 0 | -1212.2106 | 109.5448 | 0 | 87.3432 | 203.8009 | 22.2015 | 2.2202 | 107.3246 | 93.4325
|  |  | 8 | 96.07% | 709.3306 | 7590.6694 | 1264.5229 | 0 | 4 | 0 | 0 | 0 | 0 | -1268.5229 | 114.1734 | 0 | 61.1403 | 142.6606 | 53.0332 | 5.3033 | 108.8701 | 92.9196
|  |  | 9 | 95.59% | 705.7086 | 7594.2914 | 1323.5989 | 0 | 4 | 0 | 0 | 0 | 0 | -1327.5989 | 119.004 | 0 | 42.7982 | 99.8624 | 76.2058 | 7.6206 | 111.3834 | 93.2006
|  |  | 10 | 95.11% | 702.1046 | 7597.8954 | 1385.5777 | 0 | 4 | 942.375 | 0 | 0 | 0 | -2331.9527 | -818.3295 | 471.1875 | 29.9587 | 541.0912 | 0 | 0 | -818.3295 | -671.3153
|  |  | 11 | 94.64% | 698.5187 | 7601.4813 | 1450.6056 | 0 | 4 | 0 | 0 | 0 | 0 | -1454.6056 | 129.3073 | 471.1875 | 162.3274 | 849.9513 | 0 | 0 | 129.3073 | 103.9971
|  |  | 12 | 94.16% | 694.9507 | 7605.0493 | 1518.836 | 0 | 4 | 0 | 0 | 0 | 0 | -1522.836 | 134.7995 | 0 | 254.9854 | 594.9659 | 0 | 0 | 134.7995 | 106.2885
|  |  | 13 | 93.69% | 691.4005 | 7608.5995 | 1590.4304 | 0 | 4 | 0 | 0 | 0 | 0 | -1594.4304 | 140.5323 | 0 | 178.4898 | 416.4762 | 0 | 0 | 140.5323 | 108.636
|  |  | 14 | 93.22% | 687.8681 | 7612.1319 | 1665.5585 | 0 | 4 | 0 | 0 | 0 | 0 | -1669.5585 | 146.5165 | 0 | 124.9428 | 291.5333 | 21.5736 | 2.1574 | 144.3591 | 109.4062
|  |  | 15 | 92.76% | 684.3534 | 7615.6466 | 1744.3983 | 0 | 4 | 0 | 0 | 0 | 0 | -1748.3983 | 152.7634 | 0 | 87.46 | 204.0733 | 65.3034 | 6.5303 | 146.2331 | 108.6533
|  |  | 16 | 92.29% | 680.8562 | 7619.1438 | 1827.1373 | 0 | 4 | 0 | 0 | 0 | 0 | -1831.1373 | 159.2849 | 0 | 61.222 | 142.8513 | 98.0629 | 9.8063 | 149.4786 | 108.887
|  |  | 17 | 91.83% | 677.3765 | 7622.6235 | 1913.9724 | 0 | 4 | 0 | 0 | 0 | 0 | -1917.9724 | 166.0932 | 0 | 42.8554 | 99.9959 | 123.2378 | 12.3238 | 153.7694 | 109.8164
|  |  | 18 | 91.37% | 673.9142 | 7626.0858 | 2005.1104 | 0 | 4 | 0 | 0 | 0 | 0 | -2009.1104 | 173.2013 | 0 | 29.9988 | 69.9971 | 143.2026 | 14.3203 | 158.8811 | 111.2421
|  |  | 19 | 90.92% | 670.4693 | 7629.5307 | 2100.7687 | 0 | 4 | 0 | 0 | 0 | 0 | -2104.7687 | 180.6227 | 0 | 20.9991 | 48.998 | 159.6236 | 15.9624 | 164.6604 | 113.028
|  |  | 20 | 90.46% | 667.0415 | 7632.9585 | 2201.176 | 0 | 4 | 0 | 0 | 0 | 34.2986 | -2170.8774 | 222.6701 | 0 | 14.6994 | 34.2986 | 207.9707 | 20.7971 | 201.873 | 135.8548
40 Year Analysis
|  |  | Year | Power |  |  | Cost |  |  |  | Benefits |  |  | Tax and Depreciation | [6 empty] | Net |  | Real IRR | 5.743%
|  |  |  | Solar efficiency | Solar | Grid | Power Cost | Installation | Maintainance | Replacement | Rebate | Buyback | Salvage | Cashflow | Relative Benefit | UCC Change | CCA | Book Val. | Taxable Income | Tax | Net Saved | Net Saved | Nominal IRR | 3.669%
[5 empty] | [kWh] | [kWh] | [$] | [$] | [$] | [$] | [$] | [$] | [$] | [$] | [$] | [$] | [$] | [$] | [$] | [$] | [$] | [$ nominal] | NPV Savings | 235.3988
|  |  | 0 | 100% | 0 | 0 | 0 | 2037.975 | 0 | 0 | 360 | 0 | 0 | -1677.975 | -1677.975 | 1018.9875 | 0 | 1018.9875 | 0 | 0 | -1677.975 | -1677.975 | EUAB | 51.4004
|  |  | 1 | 99.5% | 735.1998 | 7564.8002 | 921.3975 | 0 | 4 | 0 | 0 | 0 | 0 | -925.3975 | 85.5527 | 1018.9875 | 305.6962 | 1732.2787 | 0 | 0 | 85.5527 | 83.8752
|  |  | 2 | 99% | 731.4484 | 7568.5516 | 963.6925 | 0 | 4 | 0 | 0 | 0 | 0 | -967.6925 | 89.1393 | 0 | 519.6836 | 1212.5951 | 0 | 0 | 89.1393 | 85.678
|  |  | 3 | 98.51% | 727.7158 | 7572.2842 | 1008.0473 | 0 | 4 | 0 | 0 | 0 | 0 | -1012.0473 | 92.8812 | 0 | 363.7785 | 848.8166 | 0 | 0 | 92.8812 | 87.5241
|  |  | 4 | 98.01% | 724.0018 | 7575.9982 | 1054.5651 | 0 | 4 | 0 | 0 | 0 | 0 | -1058.5651 | 96.7853 | 0 | 254.645 | 594.1716 | 0 | 0 | 96.7853 | 89.4147
|  |  | 5 | 97.52% | 720.3064 | 7579.6936 | 1103.3547 | 0 | 4 | 0 | 0 | 0 | 0 | -1107.3547 | 100.8588 | 0 | 178.2515 | 415.9201 | 0 | 0 | 100.8588 | 91.3509
|  |  | 6 | 97.04% | 716.6294 | 7583.3706 | 1154.5299 | 0 | 4 | 0 | 0 | 0 | 0 | -1158.5299 | 105.1093 | 0 | 124.776 | 291.1441 | 0 | 0 | 105.1093 | 93.3341
|  |  | 7 | 96.55% | 712.9709 | 7587.0291 | 1208.2106 | 0 | 4 | 0 | 0 | 0 | 0 | -1212.2106 | 109.5448 | 0 | 87.3432 | 203.8009 | 22.2015 | 2.2202 | 107.3246 | 93.4325
|  |  | 8 | 96.07% | 709.3306 | 7590.6694 | 1264.5229 | 0 | 4 | 0 | 0 | 0 | 0 | -1268.5229 | 114.1734 | 0 | 61.1403 | 142.6606 | 53.0332 | 5.3033 | 108.8701 | 92.9196
|  |  | 9 | 95.59% | 705.7086 | 7594.2914 | 1323.5989 | 0 | 4 | 0 | 0 | 0 | 0 | -1327.5989 | 119.004 | 0 | 42.7982 | 99.8624 | 76.2058 | 7.6206 | 111.3834 | 93.2006
|  |  | 10 | 95.11% | 702.1046 | 7597.8954 | 1385.5777 | 0 | 4 | 942.375 | 0 | 0 | 0 | -2327.9527 | -814.3295 | 471.1875 | 29.9587 | 541.0912 | 0 | 0 | -814.3295 | -668.0339
|  |  | 11 | 94.64% | 698.5187 | 7601.4813 | 1450.6056 | 0 | 4 | 0 | 0 | 0 | 0 | -1450.6056 | 133.3073 | 471.1875 | 162.3274 | 849.9513 | 0 | 0 | 133.3073 | 107.2142
|  |  | 12 | 94.16% | 694.9507 | 7605.0493 | 1518.836 | 0 | 4 | 0 | 0 | 0 | 0 | -1518.836 | 138.7995 | 0 | 254.9854 | 594.9659 | 0 | 0 | 138.7995 | 109.4424
|  |  | 13 | 93.69% | 691.4005 | 7608.5995 | 1590.4304 | 0 | 4 | 0 | 0 | 0 | 0 | -1590.4304 | 144.5323 | 0 | 178.4898 | 416.4762 | 0 | 0 | 144.5323 | 111.7281
|  |  | 14 | 93.22% | 687.8681 | 7612.1319 | 1665.5585 | 0 | 4 | 0 | 0 | 0 | 0 | -1665.5585 | 150.5165 | 0 | 124.9428 | 291.5333 | 25.5736 | 2.5574 | 147.9591 | 112.1345
|  |  | 15 | 92.76% | 684.3534 | 7615.6466 | 1744.3983 | 0 | 4 | 0 | 0 | 0 | 0 | -1744.3983 | 156.7634 | 0 | 87.46 | 204.0733 | 69.3034 | 6.9303 | 149.8331 | 111.3282
|  |  | 16 | 92.29% | 680.8562 | 7619.1438 | 1827.1373 | 0 | 4 | 0 | 0 | 0 | 0 | -1827.1373 | 163.2849 | 0 | 61.222 | 142.8513 | 102.0629 | 10.2063 | 153.0786 | 111.5095
|  |  | 17 | 91.83% | 677.3765 | 7622.6235 | 1913.9724 | 0 | 4 | 0 | 0 | 0 | 0 | -1913.9724 | 170.0932 | 0 | 42.8554 | 99.9959 | 127.2378 | 12.7238 | 157.3694 | 112.3874
|  |  | 18 | 91.37% | 673.9142 | 7626.0858 | 2005.1104 | 0 | 4 | 0 | 0 | 0 | 0 | -2005.1104 | 177.2013 | 0 | 29.9988 | 69.9971 | 147.2026 | 14.7203 | 162.4811 | 113.7627
|  |  | 19 | 90.92% | 670.4693 | 7629.5307 | 2100.7687 | 0 | 4 | 0 | 0 | 0 | 0 | -2100.7687 | 184.6227 | 0 | 20.9991 | 48.998 | 163.6236 | 16.3624 | 168.2604 | 115.4991
|  |  | 20 | 90.46% | 667.0415 | 7632.9585 | 2201.176 | 0 | 4 | 0 | 0 | 0 | 0 | -2201.176 | 192.3715 | 0 | 14.6994 | 34.2986 | 177.6721 | 17.7672 | 174.6043 | 117.5037
|  |  | 21 | 90.01% | 663.6309 | 7636.3691 | 2306.5723 | 0 | 4 | 0 | 0 | 0 | 0 | -2306.5723 | 200.4624 | 0 | 10.2896 | 24.009 | 190.1728 | 19.0173 | 181.4451 | 119.7131
|  |  | 22 | 89.56% | 660.2373 | 7639.7627 | 2417.2101 | 0 | 4 | 0 | 0 | 0 | 0 | -2417.2101 | 208.9108 | 0 | 7.2027 | 16.8063 | 201.7081 | 20.1708 | 188.74 | 122.0844
|  |  | 23 | 89.11% | 656.8608 | 7643.1392 | 2533.3546 | 0 | 4 | 0 | 0 | 0 | 0 | -2533.3546 | 217.7329 | 0 | 5.0419 | 11.7644 | 212.691 | 21.2691 | 196.4638 | 124.5887
|  |  | 24 | 88.67% | 653.501 | 7646.499 | 2655.2848 | 0 | 4 | 0 | 0 | 0 | 0 | -2655.2848 | 226.9454 | 0 | 3.5293 | 8.2351 | 223.4161 | 22.3416 | 204.6038 | 127.2066
|  |  | 25 | 88.22% | 650.1581 | 7649.8419 | 2783.2935 | 0 | 4 | 0 | 0 | 0 | 0 | -2783.2935 | 236.566 | 0 | 2.4705 | 5.7646 | 234.0954 | 23.4095 | 213.1564 | 129.9254
|  |  | 26 | 87.78% | 646.8319 | 7653.1681 | 2917.6889 | 0 | 4 | 0 | 0 | 0 | 0 | -2917.6889 | 246.613 | 0 | 1.7294 | 4.0352 | 244.8837 | 24.4884 | 222.1247 | 132.7371
|  |  | 27 | 87.34% | 643.5224 | 7656.4776 | 3058.7946 | 0 | 4 | 0 | 0 | 0 | 0 | -3058.7946 | 257.1058 | 0 | 1.2106 | 2.8246 | 255.8953 | 25.5895 | 231.5163 | 135.6366
|  |  | 28 | 86.91% | 640.2294 | 7659.7706 | 3206.9507 | 0 | 4 | 0 | 0 | 0 | 0 | -3206.9507 | 268.0645 | 0 | 0.84739 | 1.9772 | 267.2171 | 26.7217 | 241.3428 | 138.6211
|  |  | 29 | 86.47% | 636.9528 | 7663.0472 | 3362.515 | 0 | 4 | 0 | 0 | 0 | 0 | -3362.515 | 279.5099 | 0 | 0.59317 | 1.3841 | 278.9168 | 27.8917 | 251.6183 | 141.6893
|  |  | 30 | 86.04% | 633.6926 | 7666.3074 | 3525.8632 | 0 | 4 | 942.375 | 0 | 0 | 0 | -4468.2382 | -650.9107 | 471.1875 | 0.41522 | 472.1564 | 0 | 0 | -650.9107 | -359.3489
|  |  | 31 | 85.61% | 630.4488 | 7669.5512 | 3697.3902 | 0 | 4 | 0 | 0 | 0 | 0 | -3701.3902 | 299.9504 | 471.1875 | 141.6469 | 801.6969 | 158.3035 | 15.8303 | 284.12 | 153.7788
|  |  | 32 | 85.18% | 627.2211 | 7672.7789 | 3877.5114 | 0 | 4 | 0 | 0 | 0 | 0 | -3881.5114 | 312.9923 | 0 | 240.5091 | 561.1879 | 72.4833 | 7.2483 | 305.744 | 162.238
|  |  | 33 | 84.75% | 624.0096 | 7675.9904 | 4066.663 | 0 | 4 | 0 | 0 | 0 | 0 | -4070.663 | 326.6152 | 0 | 168.3564 | 392.8315 | 158.2589 | 15.8259 | 310.7894 | 161.6816
|  |  | 34 | 84.33% | 620.8142 | 7679.1858 | 4265.3038 | 0 | 4 | 0 | 0 | 0 | 0 | -4269.3038 | 340.8454 | 0 | 117.8495 | 274.9821 | 222.9959 | 22.2996 | 318.5458 | 162.4673
|  |  | 35 | 83.91% | 617.6347 | 7682.3653 | 4473.9157 | 0 | 4 | 0 | 0 | 0 | 0 | -4477.9157 | 355.7101 | 0 | 82.4946 | 192.4874 | 273.2155 | 27.3215 | 328.3886 | 164.2033
|  |  | 36 | 83.49% | 614.4711 | 7685.5289 | 4693.0055 | 0 | 4 | 0 | 0 | 0 | 0 | -4697.0055 | 371.2382 | 0 | 57.7462 | 134.7412 | 313.492 | 31.3492 | 339.889 | 166.6215
|  |  | 37 | 83.07% | 611.3233 | 7688.6767 | 4923.1057 | 0 | 4 | 0 | 0 | 0 | 0 | -4927.1057 | 387.4596 | 0 | 40.4224 | 94.3188 | 347.0372 | 34.7037 | 352.7559 | 169.5383
|  |  | 38 | 82.66% | 608.1913 | 7691.8087 | 5164.7762 | 0 | 4 | 0 | 0 | 0 | 0 | -5168.7762 | 404.4057 | 0 | 28.2957 | 66.0232 | 376.1101 | 37.611 | 366.7947 | 172.829
|  |  | 39 | 82.24% | 605.075 | 7694.925 | 5418.6052 | 0 | 4 | 0 | 0 | 0 | 0 | -5422.6052 | 422.1093 | 0 | 19.807 | 46.2162 | 402.3023 | 40.2302 | 381.8791 | 176.4084
|  |  | 40 | 81.83% | 601.9742 | 7698.0258 | 5685.2113 | 0 | 4 | 0 | 0 | 0 | 32.3514 | -5656.86 | 472.956 | 0 | 13.8649 | 32.3514 | 459.0911 | 45.9091 | 427.0469 | 193.4054
Solar Panel Replacement Analysis
|  |  | Defender |  |  |  |  | Challenger
|  |  | Year | Solar efficiency | Loss | Lost energy | Opp. Cost | Lifetime | EAUC
[6 empty] | [kWh] | [$] |  | [$]
|  |  | 0 | 100% | 0% | 0 | 0 | 0 | 0
|  |  | 1 | 99.5% | 0.5% | 3.7703 | 0.45922 | 1 | 1000.0592 |  | 46.4408
|  |  | 2 | 99% | 0.9975% | 7.5217 | 0.95772 | 2 | 500.5048 |  | 46.4408
|  |  | 3 | 98.51% | 1.493% | 11.2543 | 1.4982 | 3 | 334.1615 |  | 46.4408
|  |  | 4 | 98.01% | 1.985% | 14.9683 | 2.0836 | 4 | 251.1297 |  | 46.4408
|  |  | 5 | 97.52% | 2.475% | 18.6637 | 2.7168 | 5 | 201.4298 |  | 46.4408
|  |  | 6 | 97.04% | 2.963% | 22.3406 | 3.4013 | 6 | 168.4022 |  | 46.4408
|  |  | 7 | 96.55% | 3.448% | 25.9992 | 4.1403 | 7 | 144.9073 |  | 46.4408
|  |  | 8 | 96.07% | 3.931% | 29.6395 | 4.9376 | 8 | 127.3756 |  | 46.4408
|  |  | 9 | 95.59% | 4.411% | 33.2615 | 5.7971 | 9 | 113.8242 |  | 46.4408
|  |  | 10 | 95.11% | 4.889% | 36.8655 | 6.7229 | 10 | 103.0634 |  | 46.4408
|  |  | 11 | 94.64% | 5.365% | 40.4514 | 7.7194 | 11 | 94.3365 |  | 46.4408
|  |  | 12 | 94.16% | 5.838% | 44.0194 | 8.7913 | 12 | 87.1392 |  | 46.4408
|  |  | 13 | 93.69% | 6.309% | 47.5695 | 9.9435 | 13 | 81.1224 |  | 46.4408
|  |  | 14 | 93.22% | 6.777% | 51.102 | 11.1813 | 14 | 76.0369 |  | 46.4408
|  |  | 15 | 92.76% | 7.243% | 54.6167 | 12.5102 | 15 | 71.7002 |  | 46.4408
|  |  | 16 | 92.29% | 7.707% | 58.1139 | 13.9362 | 16 | 67.9755 |  | 46.4408
|  |  | 17 | 91.83% | 8.168% | 61.5936 | 15.4656 | 17 | 64.7585 |  | 46.4408
|  |  | 18 | 91.37% | 8.628% | 65.0558 | 17.105 | 18 | 61.9679 |  | 46.4408
|  |  | 19 | 90.92% | 9.084% | 68.5008 | 18.8615 | 19 | 59.5398 |  | 46.4408
|  |  | 20 | 90.46% | 9.539% | 71.9286 | 20.7426 | 20 | 57.4234 |  | 46.4408
|  |  | 21 | 90.01% | 9.991% | 75.3392 | 22.7563 | 21 | 55.5773 |  | 46.4408
|  |  | 22 | 89.56% | 10.44% | 78.7327 | 24.9109 | 22 | 53.9682 |  | 46.4408
|  |  | 23 | 89.11% | 10.89% | 82.1093 | 27.2155 | 23 | 52.5685 |  | 46.4408
|  |  | 24 | 88.67% | 11.33% | 85.469 | 29.6796 | 24 | 51.3552 |  | 46.4408
|  |  | 25 | 88.22% | 11.78% | 88.812 | 32.3131 | 25 | 50.3092 |  | 46.4408
|  |  | 26 | 87.78% | 12.22% | 92.1382 | 35.1267 | 26 | 49.4147 |  | 46.4408
|  |  | 27 | 87.34% | 12.66% | 95.4477 | 38.1318 | 27 | 48.658 |  | 46.4408
|  |  | 28 | 86.91% | 13.09% | 98.7407 | 41.3402 | 28 | 48.0277 |  | 46.4408
|  |  | 29 | 86.47% | 13.53% | 102.0173 | 44.7648 | 29 | 47.514 |  | 46.4408
|  |  | 30 | 86.04% | 13.96% | 105.2775 | 48.4189 | 30 | 47.1086 |  | 46.4408
|  |  | 31 | 85.61% | 14.39% | 108.5213 | 52.3167 | 31 | 46.8043 |  | 46.4408
|  |  | 32 | 85.18% | 14.82% | 111.749 | 56.4734 | 32 | 46.5949 |  | 46.4408
|  |  | 33 | 84.75% | 15.25% | 114.9605 | 60.9049 | 33 | 46.4753 |  | 46.4408
|  |  | 34 | 84.33% | 15.67% | 118.1559 | 65.6282 | 34 | 46.4408 |  | 46.4408
|  |  | 35 | 83.91% | 16.09% | 121.3354 | 70.6611 | 35 | 46.4877 |  | 46.4408
|  |  | 36 | 83.49% | 16.51% | 124.499 | 76.0227 | 36 | 46.6125 |  | 46.4408
|  |  | 37 | 83.07% | 16.93% | 127.6468 | 81.733 | 37 | 46.8124 |  | 46.4408
|  |  | 38 | 82.66% | 17.34% | 130.7788 | 87.8133 | 38 | 47.0849 |  | 46.4408
|  |  | 39 | 82.24% | 17.76% | 133.8951 | 94.2862 | 39 | 47.428 |  | 46.4408
|  |  | 40 | 81.83% | 18.17% | 136.9959 | 101.1754 | 40 | 47.84 |  | 46.4408
Treating the money saved (compared to doing nothing) as income (relative benefit)
Note on J88: Administrator: This can act as the marginal operating cost

## Analysis (B)
B
One Year Power Estimate |  |  |  |  | 5 Year Analysis
Month | Generated | Consumed | Grid | Excess | Year | Power |  |  | Cost | [5 empty] | Cashflow |  | Depreciation 1 (Class 43) |  |  | Depreciation 2 (Class 17) |  |  | Depreciation 3 (Class 8) |  |  |  |  | Net |  | Real IRR | #NUM!
| [kW] | [kW] | [kW] | [kW] |  | Solar efficiency | Grid | Excess | Power Cost | Installation | Maintainance | Replacement | Buyback | Salvage | Cashflow | Relative Benefit | +CCA | CCA | UCC | +CCA | CCA | UCC | +CCA | CCA | UCC | Taxable Income | Tax | Net Saved | Net Saved | Nominal IRR | #NUM!
1 | 171.918 | 751.5701 | 579.6521 | 0 |  |  | [kWh] | [kWh] | [$] | [$] | [$] | [$] | [$] | [$] | [$] | [$] | [$] | [$] | [$] | [$] | [$] | [$] | [$] | [$] | [$] | [$] | [$] | [$] | [$ nominal] | NPV Savings | -6244.4187
2 | 260.0846 | 726.2533 | 466.1688 | 0 | 0 | 100% | 0 | 0 | 0 | 0 | 0 | 0 | 0 | 0 | 0 | 0 | 5120.5 | 0 | 5120.5 | 837.9 | 0 | 837.9 | 1303.4 | 0 | 1303.4 | 0 | 0 | 0 | 0 | EUAB | -1363.4974
3 | 472.723 | 691.67 | 218.947 | 0 | 1 | 99.5% | 2418.9377 | 3514.8396 | 294.6282 | 3261.3641 | 50 | 0 | 358.5129 |  | -3247.4794 | -2236.5292 | 5120.5 | 1536.15 | 8704.85 | 837.9 | 83.79 | 1592.01 | 1303.4 | 260.68 | 2346.12 | 0 | 0 | -2236.5292 | -2192.6757
4 | 813.7208 | 657.0867 | 0 | 156.6341 | 2 | 99% | 2430.912 | 3497.2654 | 309.5244 | 3261.3641 | 50 | 0 | 360.2876 |  | -3260.601 | -2203.7692 | 0 | 2611.455 | 6093.395 | 0 | 159.201 | 1432.809 | 0 | 469.224 | 1876.896 | 0 | 0 | -2203.7692 | -2118.1942
5 | 1208.0232 | 631.7699 | 0 | 576.2533 | 3 | 98.51% | 2442.8265 | 3479.7791 | 325.1971 | 3261.3641 | 50 | 0 | 362.071 |  | -3274.4902 | -2169.5617 | 0 | 1828.0185 | 4265.3765 | 0 | 143.2809 | 1289.5281 | 0 | 375.3792 | 1501.5168 | 0 | 0 | -2169.5617 | -2044.4265
6 | 1505.4251 | 622.5033 | 0 | 882.9217 | 4 | 98.01% | 2454.6814 | 3462.3802 | 341.6872 | 3261.3641 | 50 | 0 | 363.8632 |  | -3289.1881 | -2133.8376 | 0 | 1279.6129 | 2985.7636 | 0 | 128.9528 | 1160.5753 | 0 | 300.3034 | 1201.2134 | 0 | 0 | -2133.8376 | -1971.3361
7 | 1565.3323 | 631.7699 | 0 | 933.5624 | 5 | 97.52% | 2466.477 | 3445.0683 | 359.0381 | 3261.3641 | 50 | 0 | 365.6644 | 4095.523 | 790.7851 | 1998.9986 | 0 | 895.7291 | 2090.0345 | 0 | 116.0575 | 1044.5178 | 0 | 240.2427 | 960.9708 | 746.9693 | 74.6969 | 1924.3016 | 1742.8993
8 | 1355.4224 | 657.0867 | 0 | 698.3357
9 | 976.4649 | 691.67 | 0 | 284.7949 | 20 Year Analysis
10 | 590.9037 | 726.2533 | 135.3496 | 0 | Year | Power |  |  | Cost | [5 empty] | Cashflow |  | Depreciation 1 |  |  | Depreciation 2 |  |  | Depreciation 3 |  |  |  |  | Net |  | Real IRR | 2.333%
11 | 318.3508 | 751.5701 | 433.2193 | 0 |  | Solar efficiency | Grid | Excess | Power Cost | Installation | Maintainance | Replacement | Buyback | Salvage | Cashflow | Relative Benefit | +CCA | CCA | UCC | +CCA | CCA | UCC | +CCA | CCA | UCC | Taxable Income | Tax | Net Saved | Net Saved | Nominal IRR | 0.3262%
12 | 187.2702 | 760.8367 | 573.5665 | 0 |  |  | [kWh] | [kWh] | [$] | [$] | [$] | [$] | [$] | [$] | [$] | [$] | [$] | [$] | [$] | [$] | [$] | [$] | [$] | [$] | [$] | [$] | [$] | [$] | [$ nominal] | NPV Savings | -1149.9638
Total | 9425.6389 | 8300.04 | 2406.9032 | 3532.5021 | 0 | 100% | 0 | 0 | 0 | 0 | 0 | 0 | 0 | 0 | 0 | 0 | 5120.5 | 0 | 5120.5 | 837.9 | 0 | 837.9 | 1303.4 | 0 | 1303.4 | 0 | 0 | 0 | 0 | EUAB | -251.0999
[5 empty] | 1 | 99.5% | 2418.9377 | 3514.8396 | 294.6282 | 1360.3531 | 50 | 0 | 358.5129 | 0 | -1346.4683 | -335.5181 | 5120.5 | 1536.15 | 8704.85 | 837.9 | 83.79 | 1592.01 | 1303.4 | 260.68 | 2346.12 | 0 | 0 | -335.5181 | -328.9393
PAYMENT PERIOD | 15 |  |  |  | 2 | 99% | 2430.912 | 3497.2654 | 309.5244 | 1360.3531 | 50 | 0 | 360.2876 | 0 | -1359.59 | -302.7581 | 0 | 2611.455 | 6093.395 | 0 | 159.201 | 1432.809 | 0 | 469.224 | 1876.896 | 0 | 0 | -302.7581 | -291.0017
| Enter 0 | for cash |  |  | 3 | 98.51% | 2442.8265 | 3479.7791 | 325.1971 | 1360.3531 | 50 | 0 | 362.071 | 0 | -1373.4792 | -268.5507 | 0 | 1828.0185 | 4265.3765 | 0 | 143.2809 | 1289.5281 | 0 | 375.3792 | 1501.5168 | 0 | 0 | -268.5507 | -253.0613
| Enter 5 | for 5 year term loan |  |  | 4 | 98.01% | 2454.6814 | 3462.3802 | 341.6872 | 1360.3531 | 50 | 0 | 363.8632 | 0 | -1388.177 | -232.8266 | 0 | 1279.6129 | 2985.7636 | 0 | 128.9528 | 1160.5753 | 0 | 300.3034 | 1201.2134 | 0 | 0 | -232.8266 | -215.0958
| Enter 15 | for 15 year term loan |  |  | 5 | 97.52% | 2466.477 | 3445.0683 | 359.0381 | 1360.3531 | 50 | 0 | 365.6644 | 0 | -1403.7269 | -195.5134 | 0 | 895.7291 | 2090.0345 | 0 | 116.0575 | 1044.5178 | 0 | 240.2427 | 960.9708 | 0 | 0 | -195.5134 | -177.0825
[5 empty] | 6 | 97.04% | 2478.2137 | 3427.8429 | 377.2955 | 1360.3531 | 50 | 0 | 367.4744 | 0 | -1420.1742 | -156.535 | 0 | 627.0103 | 1463.0241 | 0 | 104.4518 | 940.066 | 0 | 192.1942 | 768.7766 | 0 | 0 | -156.535 | -138.9986
[5 empty] | 7 | 96.55% | 2489.8916 | 3410.7037 | 396.5075 | 1360.3531 | 50 | 0 | 369.2934 | 0 | -1437.5671 | -115.8117 | 0 | 438.9072 | 1024.1169 | 0 | 94.0066 | 846.0594 | 0 | 153.7553 | 615.0213 | 0 | 0 | -115.8117 | -100.8211
[5 empty] | 8 | 96.07% | 2501.5112 | 3393.6502 | 416.7245 | 1360.3531 | 50 | 0 | 371.1214 | 0 | -1455.9562 | -73.2599 | 0 | 307.2351 | 716.8818 | 0 | 84.6059 | 761.4534 | 0 | 123.0043 | 492.017 | 0 | 0 | -73.2599 | -62.5267
[5 empty] | 9 | 95.59% | 2513.0727 | 3376.6819 | 438.0001 | 1360.3531 | 50 | 0 | 372.9585 | 0 | -1475.3947 | -28.7919 | 0 | 215.0645 | 501.8173 | 0 | 76.1453 | 685.3081 | 0 | 98.4034 | 393.6136 | 0 | 0 | -28.7919 | -24.0918
[5 empty] | 10 | 95.11% | 2524.5764 | 3359.7985 | 460.3902 | 1360.3531 | 50 | 6330.8 | 374.8046 | 0 | -7826.7387 | -6313.1156 | 1862 | 150.5452 | 2213.2721 | 0 | 68.5308 | 616.7773 | 1303.4 | 78.7227 | 1618.2909 | 0 | 0 | -6313.1156 | -5178.9536
[5 empty] | 11 | 94.64% | 2536.0225 | 3342.9995 | 483.9541 | 1360.3531 | 50 | 0 | 376.6599 | 0 | -1517.6474 | 66.2655 | 1862 | 663.9816 | 3411.2905 | 0 | 61.6777 | 555.0996 | 1303.4 | 323.6582 | 2598.0327 | 0 | 0 | 66.2655 | 53.2949
[5 empty] | 12 | 94.16% | 2547.4114 | 3326.2845 | 508.7541 | 1360.3531 | 50 | 0 | 378.5244 | 0 | -1540.5829 | 117.0526 | 0 | 1023.3871 | 2387.9033 | 0 | 55.51 | 499.5896 | 0 | 519.6065 | 2078.4262 | 0 | 0 | 117.0526 | 92.2952
[5 empty] | 13 | 93.69% | 2558.7434 | 3309.6531 | 534.8558 | 1360.3531 | 50 | 0 | 380.398 | 0 | -1564.8108 | 170.1519 | 0 | 716.371 | 1671.5323 | 0 | 49.959 | 449.6306 | 0 | 415.6852 | 1662.7409 | 0 | 0 | 170.1519 | 131.5329
[5 empty] | 14 | 93.22% | 2570.0187 | 3293.1049 | 562.3282 | 1360.3531 | 50 | 0 | 382.281 | 0 | -1590.4003 | 225.6746 | 0 | 501.4597 | 1170.0726 | 0 | 44.9631 | 404.6676 | 0 | 332.5482 | 1330.1928 | 0 | 0 | 225.6746 | 171.0332
[5 empty] | 15 | 92.76% | 2581.2377 | 3276.6393 | 591.2442 | 1360.3531 | 50 | 0 | 384.1733 | 0 | -1617.424 | 283.7378 | 0 | 351.0218 | 819.0508 | 0 | 40.4668 | 364.2008 | 0 | 266.0386 | 1064.1542 | 0 | 0 | 283.7378 | 210.8213
[5 empty] | 16 | 92.29% | 2592.4005 | 3260.2561 | 621.6803 | 0 | 50 | 0 | 386.075 | 0 | -285.6053 | 1704.8168 | 0 | 245.7153 | 573.3356 | 0 | 36.4201 | 327.7807 | 0 | 212.8308 | 851.3234 | 1209.8507 | 120.9851 | 1583.8318 | 1153.7356
[5 empty] | 17 | 91.83% | 2603.5075 | 3243.9549 | 653.7174 | 0 | 50 | 0 | 387.986 | 0 | -315.7313 | 1768.3342 | 0 | 172.0007 | 401.3349 | 0 | 32.7781 | 295.0027 | 0 | 170.2647 | 681.0587 | 1393.2908 | 139.3291 | 1629.0052 | 1163.3745
[5 empty] | 18 | 91.37% | 2614.559 | 3227.7351 | 687.4404 | 0 | 50 | 0 | 389.9066 | 0 | -347.5338 | 1834.7779 | 0 | 120.4005 | 280.9344 | 0 | 29.5003 | 265.5024 | 0 | 136.2117 | 544.847 | 1548.6654 | 154.8665 | 1679.9113 | 1176.2057
[5 empty] | 19 | 90.92% | 2625.5553 | 3211.5964 | 722.9389 | 0 | 50 | 0 | 391.8366 | 0 | -381.1023 | 1904.2892 | 0 | 84.2803 | 196.6541 | 0 | 26.5502 | 238.9522 | 0 | 108.9694 | 435.8776 | 1684.4892 | 168.4489 | 1735.8403 | 1191.5342
[5 empty] | 20 | 90.46% | 2636.4965 | 3195.5384 | 760.3071 | 0 | 50 | 0 | 393.7762 | 701.4169 | 284.8859 | 2678.4334 | 0 | 58.9962 | 137.6579 | 0 | 23.8952 | 215.0569 | 0 | 87.1755 | 348.702 | 2508.3665 | 250.8366 | 2427.5968 | 1633.703
[5 empty] | 40 Year Analysis | [24 empty] | Real IRR | 10.05%
[5 empty] | Year | Power |  |  | Cost | [5 empty] | Cashflow |  | Depreciation 1 |  |  | Depreciation 2 |  |  | Depreciation 3 |  |  |  |  | Net |  | Nominal IRR | 7.893%
[6 empty] | Solar efficiency | Grid | Excess | Power Cost | Installation | Maintainance | Replacement | Buyback | Salvage | Cashflow | Relative Benefit | +CCA | CCA | UCC | +CCA | CCA | UCC | +CCA | CCA | UCC | Taxable Income | Tax | Net Saved | Net Saved | NPV Savings | 7310.4965
[7 empty] | [kWh] | [kWh] | [$] | [$] | [$] | [$] | [$] | [$] | [$] | [$] | [$] | [$] | [$] | [$] | [$] | [$] | [$] | [$] | [$] | [$] | [$] | [$] | [$ nominal] | EUAB | 1596.2803
[5 empty] | 0 | 100% | 0 | 0 | 0 | 0 | 0 | 0 | 0 | 0 | 0 | 0 | 5120.5 | 0 | 5120.5 | 837.9 | 0 | 837.9 | 1303.4 | 0 | 1303.4 | 0 | 0 | 0 | 0
[5 empty] | 1 | 99.5% | 2418.9377 | 3514.8396 | 294.6282 | 1360.3531 | 50 | 0 | 358.5129 | 0 | -1346.4683 | -335.5181 | 5120.5 | 1536.15 | 8704.85 | 837.9 | 83.79 | 1592.01 | 1303.4 | 260.68 | 2346.12 | 0 | 0 | -335.5181 | -328.9393
[5 empty] | 2 | 99% | 2430.912 | 3497.2654 | 309.5244 | 1360.3531 | 50 | 0 | 360.2876 | 0 | -1359.59 | -302.7581 | 0 | 2611.455 | 6093.395 | 0 | 159.201 | 1432.809 | 0 | 469.224 | 1876.896 | 0 | 0 | -302.7581 | -291.0017
[5 empty] | 3 | 98.51% | 2442.8265 | 3479.7791 | 325.1971 | 1360.3531 | 50 | 0 | 362.071 | 0 | -1373.4792 | -268.5507 | 0 | 1828.0185 | 4265.3765 | 0 | 143.2809 | 1289.5281 | 0 | 375.3792 | 1501.5168 | 0 | 0 | -268.5507 | -253.0613
[5 empty] | 4 | 98.01% | 2454.6814 | 3462.3802 | 341.6872 | 1360.3531 | 50 | 0 | 363.8632 | 0 | -1388.177 | -232.8266 | 0 | 1279.6129 | 2985.7636 | 0 | 128.9528 | 1160.5753 | 0 | 300.3034 | 1201.2134 | 0 | 0 | -232.8266 | -215.0958
[5 empty] | 5 | 97.52% | 2466.477 | 3445.0683 | 359.0381 | 1360.3531 | 50 | 0 | 365.6644 | 0 | -1403.7269 | -195.5134 | 0 | 895.7291 | 2090.0345 | 0 | 116.0575 | 1044.5178 | 0 | 240.2427 | 960.9708 | 0 | 0 | -195.5134 | -177.0825
[5 empty] | 6 | 97.04% | 2478.2137 | 3427.8429 | 377.2955 | 1360.3531 | 50 | 0 | 367.4744 | 0 | -1420.1742 | -156.535 | 0 | 627.0103 | 1463.0241 | 0 | 104.4518 | 940.066 | 0 | 192.1942 | 768.7766 | 0 | 0 | -156.535 | -138.9986
[5 empty] | 7 | 96.55% | 2489.8916 | 3410.7037 | 396.5075 | 1360.3531 | 50 | 0 | 369.2934 | 0 | -1437.5671 | -115.8117 | 0 | 438.9072 | 1024.1169 | 0 | 94.0066 | 846.0594 | 0 | 153.7553 | 615.0213 | 0 | 0 | -115.8117 | -100.8211
[5 empty] | 8 | 96.07% | 2501.5112 | 3393.6502 | 416.7245 | 1360.3531 | 50 | 0 | 371.1214 | 0 | -1455.9562 | -73.2599 | 0 | 307.2351 | 716.8818 | 0 | 84.6059 | 761.4534 | 0 | 123.0043 | 492.017 | 0 | 0 | -73.2599 | -62.5267
[5 empty] | 9 | 95.59% | 2513.0727 | 3376.6819 | 438.0001 | 1360.3531 | 50 | 0 | 372.9585 | 0 | -1475.3947 | -28.7919 | 0 | 215.0645 | 501.8173 | 0 | 76.1453 | 685.3081 | 0 | 98.4034 | 393.6136 | 0 | 0 | -28.7919 | -24.0918
[5 empty] | 10 | 95.11% | 2524.5764 | 3359.7985 | 460.3902 | 1360.3531 | 50 | 6330.8 | 374.8046 | 0 | -7826.7387 | -6313.1156 | 1862 | 150.5452 | 2213.2721 | 0 | 68.5308 | 616.7773 | 1303.4 | 78.7227 | 1618.2909 | 0 | 0 | -6313.1156 | -5178.9536
[5 empty] | 11 | 94.64% | 2536.0225 | 3342.9995 | 483.9541 | 1360.3531 | 50 | 0 | 376.6599 | 0 | -1517.6474 | 66.2655 | 1862 | 663.9816 | 3411.2905 | 0 | 61.6777 | 555.0996 | 1303.4 | 323.6582 | 2598.0327 | 0 | 0 | 66.2655 | 53.2949
[5 empty] | 12 | 94.16% | 2547.4114 | 3326.2845 | 508.7541 | 1360.3531 | 50 | 0 | 378.5244 | 0 | -1540.5829 | 117.0526 | 0 | 1023.3871 | 2387.9033 | 0 | 55.51 | 499.5896 | 0 | 519.6065 | 2078.4262 | 0 | 0 | 117.0526 | 92.2952
[5 empty] | 13 | 93.69% | 2558.7434 | 3309.6531 | 534.8558 | 1360.3531 | 50 | 0 | 380.398 | 0 | -1564.8108 | 170.1519 | 0 | 716.371 | 1671.5323 | 0 | 49.959 | 449.6306 | 0 | 415.6852 | 1662.7409 | 0 | 0 | 170.1519 | 131.5329
[5 empty] | 14 | 93.22% | 2570.0187 | 3293.1049 | 562.3282 | 1360.3531 | 50 | 0 | 382.281 | 0 | -1590.4003 | 225.6746 | 0 | 501.4597 | 1170.0726 | 0 | 44.9631 | 404.6676 | 0 | 332.5482 | 1330.1928 | 0 | 0 | 225.6746 | 171.0332
[5 empty] | 15 | 92.76% | 2581.2377 | 3276.6393 | 591.2442 | 1360.3531 | 50 | 0 | 384.1733 | 0 | -1617.424 | 283.7378 | 0 | 351.0218 | 819.0508 | 0 | 40.4668 | 364.2008 | 0 | 266.0386 | 1064.1542 | 0 | 0 | 283.7378 | 210.8213
[5 empty] | 16 | 92.29% | 2592.4005 | 3260.2561 | 621.6803 | 0 | 50 | 0 | 386.075 | 0 | -285.6053 | 1704.8168 | 0 | 245.7153 | 573.3356 | 0 | 36.4201 | 327.7807 | 0 | 212.8308 | 851.3234 | 1209.8507 | 120.9851 | 1583.8318 | 1153.7356
[5 empty] | 17 | 91.83% | 2603.5075 | 3243.9549 | 653.7174 | 0 | 50 | 0 | 387.986 | 0 | -315.7313 | 1768.3342 | 0 | 172.0007 | 401.3349 | 0 | 32.7781 | 295.0027 | 0 | 170.2647 | 681.0587 | 1393.2908 | 139.3291 | 1629.0052 | 1163.3745
[5 empty] | 18 | 91.37% | 2614.559 | 3227.7351 | 687.4404 | 0 | 50 | 0 | 389.9066 | 0 | -347.5338 | 1834.7779 | 0 | 120.4005 | 280.9344 | 0 | 29.5003 | 265.5024 | 0 | 136.2117 | 544.847 | 1548.6654 | 154.8665 | 1679.9113 | 1176.2057
[5 empty] | 19 | 90.92% | 2625.5553 | 3211.5964 | 722.9389 | 0 | 50 | 0 | 391.8366 | 0 | -381.1023 | 1904.2892 | 0 | 84.2803 | 196.6541 | 0 | 26.5502 | 238.9522 | 0 | 108.9694 | 435.8776 | 1684.4892 | 168.4489 | 1735.8403 | 1191.5342
[5 empty] | 20 | 90.46% | 2636.4965 | 3195.5384 | 760.3071 | 0 | 50 | 6330.8 | 393.7762 | 0 | -6747.3309 | -4353.7835 | 1862 | 58.9962 | 1999.6579 | 0 | 23.8952 | 215.0569 | 1303.4 | 87.1755 | 1652.102 | 0 | 0 | -4353.7835 | -2929.9715
[5 empty] | 21 | 90.01% | 2647.3831 | 3179.5607 | 799.6445 | 0 | 50 | 0 | 395.7254 | 0 | -453.9191 | 2053.1156 | 1862 | 599.8974 | 3261.7605 | 1 | 21.5057 | 194.5512 | 1303.4 | 330.4204 | 2625.0816 | 1101.2921 | 110.1292 | 1942.9864 | 1281.9354
[5 empty] | 22 | 89.56% | 2658.2152 | 3163.6629 | 841.0555 | 0 | 50 | 0 | 397.6842 | 0 | -493.3713 | 2132.7496 | 0 | 978.5282 | 2283.2324 | 2 | 19.4551 | 177.0961 | 0 | 525.0163 | 2100.0653 | 609.75 | 60.975 | 2071.7746 | 1340.1047
[5 empty] | 23 | 89.11% | 2668.9931 | 3147.8446 | 884.6504 | 0 | 50 | 0 | 399.6528 | 0 | -534.9976 | 2216.0899 | 0 | 684.9697 | 1598.2627 | 3 | 17.7096 | 162.3865 | 0 | 420.0131 | 1680.0522 | 1093.3975 | 109.3397 | 2106.7501 | 1336.0081
[5 empty] | 24 | 88.67% | 2679.7172 | 3132.1054 | 930.5451 | 0 | 50 | 0 | 401.631 | 0 | -578.9141 | 2303.3161 | 0 | 479.4788 | 1118.7839 | 4 | 16.2387 | 150.1479 | 0 | 336.0104 | 1344.0418 | 1471.5882 | 147.1588 | 2156.1573 | 1340.5293
[5 empty] | 25 | 88.22% | 2690.3877 | 3116.4449 | 978.8619 | 0 | 50 | 0 | 403.6191 | 0 | -625.2428 | 2394.6168 | 0 | 335.6352 | 783.1487 | 5 | 15.0148 | 140.1331 | 0 | 268.8084 | 1075.2334 | 1775.1585 | 177.5158 | 2217.1009 | 1351.3915
[5 empty] | 26 | 87.78% | 2701.0047 | 3100.8626 | 1029.7293 | 0 | 50 | 0 | 405.617 | 0 | -674.1123 | 2490.1897 | 0 | 234.9446 | 548.2041 | 6 | 14.0133 | 132.1198 | 0 | 215.0467 | 860.1868 | 2026.1851 | 202.6185 | 2287.5712 | 1367.0051
[5 empty] | 27 | 87.34% | 2711.5688 | 3085.3583 | 1083.283 | 0 | 50 | 0 | 407.6248 | 0 | -725.6581 | 2590.2423 | 0 | 164.4612 | 383.7429 | 7 | 13.212 | 125.9078 | 0 | 172.0374 | 688.1494 | 2240.5317 | 224.0532 | 2366.1891 | 1386.2604
[5 empty] | 28 | 86.91% | 2722.0799 | 3069.9315 | 1139.6655 | 0 | 50 | 0 | 409.6426 | 0 | -780.0229 | 2694.9923 | 0 | 115.1229 | 268.62 | 8 | 12.5908 | 121.317 | 0 | 137.6299 | 550.5195 | 2429.6488 | 242.9649 | 2452.0274 | 1408.3822
[5 empty] | 29 | 86.47% | 2732.5386 | 3054.5819 | 1199.0272 | 0 | 50 | 0 | 411.6703 | 0 | -837.3569 | 2804.6681 | 0 | 80.586 | 188.034 | 9 | 12.1317 | 118.1853 | 0 | 110.1039 | 440.4156 | 2601.8465 | 260.1846 | 2544.4834 | 1432.8299
[5 empty] | 30 | 86.04% | 2742.9449 | 3039.309 | 1261.5263 | 0 | 50 | 6330.8 | 413.7081 | 0 | -7228.6182 | -3411.2908 | 1862 | 56.4102 | 1993.6238 | 10 | 11.8185 | 116.3668 | 1303.4 | 88.0831 | 1655.7325 | 0 | 0 | -3411.2908 | -1883.2743
[5 empty] | 31 | 85.61% | 2753.2992 | 3024.1124 | 1327.3295 | 0 | 50 | 0 | 415.7559 | 0 | -961.5736 | 3039.7671 | 1862 | 598.0871 | 3257.5367 | 11 | 11.6367 | 115.7301 | 1303.4 | 331.1465 | 2627.986 | 2098.8967 | 209.8897 | 2829.8774 | 1531.6597
[5 empty] | 32 | 85.18% | 2763.6018 | 3008.9919 | 1396.6123 | 0 | 50 | 0 | 417.8139 | 0 | -1028.7984 | 3165.7054 | 0 | 977.261 | 2280.2757 | 12 | 11.573 | 116.1571 | 0 | 525.5972 | 2102.3888 | 1651.2742 | 165.1274 | 3000.578 | 1592.2066
[5 empty] | 33 | 84.75% | 2773.8528 | 2993.9469 | 1469.5595 | 0 | 50 | 0 | 419.8821 | 0 | -1099.6774 | 3297.6009 | 0 | 684.0827 | 1596.193 | 13 | 11.6157 | 117.5414 | 0 | 420.4778 | 1681.911 | 2181.4247 | 218.1425 | 3079.4584 | 1602.0227
[5 empty] | 34 | 84.33% | 2784.0525 | 2978.9772 | 1546.3657 | 0 | 50 | 0 | 421.9605 | 0 | -1174.4052 | 3435.7439 | 0 | 478.8579 | 1117.3351 | 14 | 11.7541 | 119.7872 | 0 | 336.3822 | 1345.5288 | 2608.7497 | 260.875 | 3174.869 | 1619.2726
[5 empty] | 35 | 83.91% | 2794.2013 | 2964.0823 | 1627.236 | 0 | 50 | 0 | 424.0492 | 0 | -1253.1867 | 3580.4391 | 0 | 335.2005 | 782.1346 | 15 | 11.9787 | 122.8085 | 0 | 269.1058 | 1076.4231 | 2964.1541 | 296.4154 | 3284.0237 | 1642.1025
[5 empty] | 36 | 83.49% | 2804.2993 | 2949.2619 | 1712.386 | 0 | 50 | 0 | 426.1483 | 0 | -1336.2377 | 3732.0059 | 0 | 234.6404 | 547.4942 | 16 | 12.2809 | 126.5277 | 0 | 215.2846 | 861.1385 | 3269.8001 | 326.98 | 3405.0259 | 1669.2225
[5 empty] | 37 | 83.07% | 2814.3469 | 2934.5156 | 1802.0432 | 0 | 50 | 0 | 428.2577 | 0 | -1423.7855 | 3890.7799 | 0 | 164.2483 | 383.2459 | 17 | 12.6528 | 130.8749 | 0 | 172.2277 | 688.9108 | 3541.6512 | 354.1651 | 3536.6148 | 1699.7357
[5 empty] | 38 | 82.66% | 2824.3442 | 2919.843 | 1896.4467 | 0 | 50 | 0 | 430.3776 | 0 | -1516.0692 | 4057.1127 | 0 | 114.9738 | 268.2722 | 18 | 13.0875 | 135.7874 | 0 | 137.7822 | 551.1286 | 3791.2693 | 379.1269 | 3677.9858 | 1733.0198
[5 empty] | 39 | 82.24% | 2834.2915 | 2905.2438 | 1995.8488 | 0 | 50 | 0 | 432.508 | 0 | -1613.3408 | 4231.3737 | 0 | 80.4816 | 187.7905 | 19 | 13.5787 | 141.2087 | 0 | 110.2257 | 440.9029 | 4027.0876 | 402.7088 | 3828.665 | 1768.645
[5 empty] | 40 | 81.83% | 2844.1891 | 2890.7175 | 2100.5146 | 0 | 50 | 0 | 434.6489 | 631.2635 | -1084.6023 | 5045.2136 | 0 | 56.3372 | 131.4534 | 20 | 14.1209 | 147.0878 | 0 | 88.1806 | 352.7223 | 4886.575 | 488.6575 | 4556.5561 | 2063.6206
Solar Panel Replacement Analysis
[5 empty] | Defender |  |  |  |  | Challenger
[5 empty] | Year | Solar efficiency | Loss | Lost energy | Opp. Cost | Lifetime | EAUC
[8 empty] | [kWh] | [$] |  | [$]
[5 empty] | 0 | 100% | 0% | 0 | 0 | 0 | 0
[5 empty] | 1 | 99.5% | 0.5% | 47.1282 | 5.7402 | 1 | 6568.1713 | 449.6839
[5 empty] | 2 | 99% | 0.9975% | 94.0207 | 11.9715 | 2 | 3332.0934 | 449.6839
[5 empty] | 3 | 98.51% | 1.493% | 140.6788 | 18.7276 | 3 | 2266.4563 | 449.6839
[5 empty] | 4 | 98.01% | 1.985% | 187.1036 | 26.0445 | 4 | 1742.1571 | 449.6839
[5 empty] | 5 | 97.52% | 2.475% | 233.2963 | 33.9603 | 5 | 1433.4821 | 449.6839
[5 empty] | 6 | 97.04% | 2.963% | 279.258 | 42.5156 | 6 | 1231.9406 | 449.6839
[5 empty] | 7 | 96.55% | 3.448% | 324.9899 | 51.7536 | 7 | 1091.0993 | 449.6839
[5 empty] | 8 | 96.07% | 3.931% | 370.4932 | 61.7201 | 8 | 987.7911 | 449.6839
[5 empty] | 9 | 95.59% | 4.411% | 415.7689 | 72.4638 | 9 | 909.1851 | 449.6839
[5 empty] | 10 | 95.11% | 4.889% | 460.8183 | 84.0364 | 10 | 847.6151 | 449.6839
[5 empty] | 11 | 94.64% | 5.365% | 505.6424 | 96.4927 | 11 | 798.2294 | 449.6839
[5 empty] | 12 | 94.16% | 5.838% | 550.2423 | 109.8912 | 12 | 757.8152 | 449.6839
[5 empty] | 13 | 93.69% | 6.309% | 594.6193 | 124.2937 | 13 | 724.1666 | 449.6839
[5 empty] | 14 | 93.22% | 6.777% | 638.7744 | 139.7659 | 14 | 695.7233 | 449.6839
[5 empty] | 15 | 92.76% | 7.243% | 682.7087 | 156.3775 | 15 | 671.3537 | 449.6839
[5 empty] | 16 | 92.29% | 7.707% | 726.4234 | 174.2027 | 16 | 650.22 | 449.6839
[5 empty] | 17 | 91.83% | 8.168% | 769.9195 | 193.3199 | 17 | 631.6906 | 449.6839
[5 empty] | 18 | 91.37% | 8.628% | 813.1981 | 213.8124 | 18 | 615.2818 | 449.6839
[5 empty] | 19 | 90.92% | 9.084% | 856.2603 | 235.7687 | 19 | 600.6183 | 449.6839
[5 empty] | 20 | 90.46% | 9.539% | 899.1072 | 259.2826 | 20 | 587.4055 | 449.6839
[5 empty] | 21 | 90.01% | 9.991% | 941.7398 | 284.4534 | 21 | 575.4095 | 449.6839
[5 empty] | 22 | 89.56% | 10.44% | 984.1593 | 311.3866 | 22 | 564.4428 | 449.6839
[5 empty] | 23 | 89.11% | 10.89% | 1026.3667 | 340.1941 | 23 | 554.354 | 449.6839
[5 empty] | 24 | 88.67% | 11.33% | 1068.3631 | 370.9944 | 24 | 545.0198 | 449.6839
[5 empty] | 25 | 88.22% | 11.78% | 1110.1495 | 403.9132 | 25 | 536.3391 | 449.6839
[5 empty] | 26 | 87.78% | 12.22% | 1151.7269 | 439.0836 | 26 | 528.2283 | 449.6839
[5 empty] | 27 | 87.34% | 12.66% | 1193.0965 | 476.647 | 27 | 520.618 | 449.6839
[5 empty] | 28 | 86.91% | 13.09% | 1234.2592 | 516.7529 | 28 | 513.4502 | 449.6839
[5 empty] | 29 | 86.47% | 13.53% | 1275.2161 | 559.5598 | 29 | 506.676 | 449.6839
[5 empty] | 30 | 86.04% | 13.96% | 1315.9682 | 605.2358 | 30 | 500.2544 | 449.6839
[5 empty] | 31 | 85.61% | 14.39% | 1356.5165 | 653.9589 | 31 | 494.1502 | 449.6839
[5 empty] | 32 | 85.18% | 14.82% | 1396.8622 | 705.9175 | 32 | 488.3336 | 449.6839
[5 empty] | 33 | 84.75% | 15.25% | 1437.006 | 761.3114 | 33 | 482.7788 | 449.6839
[5 empty] | 34 | 84.33% | 15.67% | 1476.9492 | 820.3522 | 34 | 477.4637 | 449.6839
[5 empty] | 35 | 83.91% | 16.09% | 1516.6927 | 883.2638 | 35 | 472.3691 | 449.6839
[5 empty] | 36 | 83.49% | 16.51% | 1556.2374 | 950.2834 | 36 | 467.4783 | 449.6839
[5 empty] | 37 | 83.07% | 16.93% | 1595.5844 | 1021.6622 | 37 | 462.7765 | 449.6839
[5 empty] | 38 | 82.66% | 17.34% | 1634.7347 | 1097.6662 | 38 | 458.2509 | 449.6839
[5 empty] | 39 | 82.24% | 17.76% | 1673.6892 | 1178.5769 | 39 | 453.8901 | 449.6839
[5 empty] | 40 | 81.83% | 18.17% | 1712.4489 | 1264.6923 | 40 | 449.6839 | 449.6839
Note on L88: Administrator: This can act as the marginal operating cost

## Analysis (C)
C
One Year Power Estimate |  |  |  |  | 5 Year Analysis
Month | Generated | Consumed | Grid | Excess | Year | Power |  |  | Cost |  |  |  | Benefits |  | Cashflow |  | Depreciation 1 |  |  | Depreciation 2 |  |  | Depreciation |  |  |  |  | Net |  | Real IRR | #NUM!
| [kW] | [kW] | [kW] | [kW] |  | Solar efficiency | Grid | Excess | Power Cost | Installation | Maintainance | Replacement | Buyback | Salvage | Cashflow | Relative Benefit | +CCA | CCA | UCC | +CCA | CCA | UCC | +CCA | CCA | UCC | Taxable Income | Tax | Net Saved | Net Saved | Nominal IRR | #NUM!
1 | 343.836 | 751.5701 | 407.7341 | 0 |  |  | [kWh] | [kWh] | [$] | [$] | [$] | [$] | [$] | [$] | [$] | [$] | [$] | [$] | [$] | [$] | [$] | [$] | [$] | [$] | [$] | [$] | [$] | [$] | [$ nominal] | NPV Savings | -9667.2157
2 | 520.1691 | 726.2533 | 206.0842 | 0 | 0 | 100% | 0 | 0 | 0 | 0 | 0 | 0 | 0 | 0 | 0 | 0 | 9108 | 0 | 9108 | 1490.4 | 0 | 1490.4 | 2318.4 | 0 | 2318.4 | 0 | 0 | 0 | 0 | EUAB | -2110.8807
3 | 945.446 | 691.67 | 0 | 253.776 | 1 | 99.5% | 1120.5579 | 11607.8897 | 136.4847 | 5571.1121 | 100 | 0 | 1184.0024 |  | -4623.5944 | -3612.6442 | 9108 | 2732.4 | 15483.6 | 1490.4 | 149.04 | 2831.76 | 2318.4 | 463.68 | 4173.12 | 0 | 0 | -3612.6442 | -3541.808
4 | 1627.4415 | 657.0867 | 0 | 970.3549 | 2 | 99% | 1126.1049 | 11549.8503 | 143.3853 | 5571.1121 | 100 | 0 | 1189.8632 |  | -4624.6342 | -3567.8024 | 0 | 4645.08 | 10838.52 | 0 | 283.176 | 2548.584 | 0 | 834.624 | 3338.496 | 0 | 0 | -3567.8024 | -3429.2602
5 | 2416.0463 | 631.7699 | 0 | 1784.2764 | 3 | 98.51% | 1131.6242 | 11492.101 | 150.6455 | 5571.1121 | 100 | 0 | 1195.7531 |  | -4626.0046 | -3521.0761 | 0 | 3251.556 | 7586.964 | 0 | 254.8584 | 2293.7256 | 0 | 667.6992 | 2670.7968 | 0 | 0 | -3521.0761 | -3317.9887
6 | 3010.8501 | 622.5033 | 0 | 2388.3468 | 4 | 98.01% | 1137.1159 | 11434.6405 | 158.2845 | 5571.1121 | 100 | 0 | 1201.672 |  | -4627.7246 | -3472.3741 | 0 | 2276.0892 | 5310.8748 | 0 | 229.3726 | 2064.353 | 0 | 534.1594 | 2136.6374 | 0 | 0 | -3472.3741 | -3207.937
7 | 3130.6646 | 631.7699 | 0 | 2498.8947 | 5 | 97.52% | 1142.5802 | 11377.4673 | 166.3222 | 5571.1121 | 100 | 0 | 1207.6203 | 7284.84 | 2655.026 | 3863.2395 | 0 | 1593.2624 | 3717.6124 | 0 | 206.4353 | 1857.9177 | 0 | 427.3275 | 1709.31 | 1636.2143 | 163.6214 | 3699.6181 | 3350.8581
8 | 2710.8448 | 657.0867 | 0 | 2053.7581
9 | 1952.9298 | 691.67 | 0 | 1261.2598 | 20 Year Analysis
10 | 1181.8075 | 726.2533 | 0 | 455.5541 | Year | Power |  |  | Cost |  |  |  | Benefits |  | Cashflow |  | Depreciation 1 |  |  | Depreciation 2 |  |  | Depreciation |  |  |  |  | Net |  | Real IRR | 2.993%
11 | 636.7016 | 751.5701 | 114.8684 | 0 |  | Solar efficiency | Grid | Excess | Power Cost | Installation | Maintainance | Replacement | Buyback | Salvage | Cashflow | Relative Benefit | +CCA | CCA | UCC | +CCA | CCA | UCC | +CCA | CCA | UCC | Taxable Income | Tax | Net Saved | Net Saved | Nominal IRR | 0.9731%
12 | 374.5404 | 760.8367 | 386.2962 | 0 |  |  | [kWh] | [kWh] | [$] | [$] | [$] | [$] | [$] | [$] | [$] | [$] | [$] | [$] | [$] | [$] | [$] | [$] | [$] | [$] | [$] | [$] | [$] | [$] | [$ nominal] | NPV Savings | -1299.2833
Total | 18851.2779 | 8300.04 | 1114.983 | 11666.2208 | 0 | 100% | 0 | 0 | 0 | 0 | 0 | 0 | 0 | 0 | 0 | 0 | 9108 | 0 | 9108 | 1490.4 | 0 | 1490.4 | 2318.4 | 0 | 2318.4 | 0 | 0 | 0 | 0 | EUAB | -283.7044
[5 empty] | 1 | 99.5% | 1120.5579 | 11607.8897 | 136.4847 | 2323.776 | 100 | 0 | 1184.0024 | 0 | -1376.2582 | -365.308 | 9108 | 2732.4 | 15483.6 | 1490.4 | 149.04 | 2831.76 | 2318.4 | 463.68 | 4173.12 | 0 | 0 | -365.308 | -358.1451
PAYMENT PERIOD | 15 |  |  |  | 2 | 99% | 1126.1049 | 11549.8503 | 143.3853 | 2323.776 | 102 | 0 | 1189.8632 | 0 | -1379.298 | -322.4662 | 0 | 4645.08 | 10838.52 | 0 | 283.176 | 2548.584 | 0 | 834.624 | 3338.496 | 0 | 0 | -322.4662 | -309.9445
| Enter 0 | for cash |  |  | 3 | 98.51% | 1131.6242 | 11492.101 | 150.6455 | 2323.776 | 104.04 | 0 | 1195.7531 | 0 | -1382.7084 | -277.78 | 0 | 3251.556 | 7586.964 | 0 | 254.8584 | 2293.7256 | 0 | 667.6992 | 2670.7968 | 0 | 0 | -277.78 | -261.7583
| Enter 5 | for 5 year term loan |  |  | 4 | 98.01% | 1137.1159 | 11434.6405 | 158.2845 | 2323.776 | 106.1208 | 0 | 1201.672 | 0 | -1386.5092 | -231.1588 | 0 | 2276.0892 | 5310.8748 | 0 | 229.3726 | 2064.353 | 0 | 534.1594 | 2136.6374 | 0 | 0 | -231.1588 | -213.555
| Enter 15 | for 15 year term loan |  |  | 5 | 97.52% | 1142.5802 | 11377.4673 | 166.3222 | 2323.776 | 108.2432 | 0 | 1207.6203 | 0 | -1390.7211 | -182.5076 | 0 | 1593.2624 | 3717.6124 | 0 | 206.4353 | 1857.9177 | 0 | 427.3275 | 1709.31 | 0 | 0 | -182.5076 | -165.3028
[5 empty] | 6 | 97.04% | 1148.0171 | 11320.58 | 174.7798 | 2323.776 | 110.4081 | 0 | 1213.598 | 0 | -1395.3658 | -131.7266 | 0 | 1115.2837 | 2602.3287 | 0 | 185.7918 | 1672.126 | 0 | 341.862 | 1367.448 | 0 | 0 | -131.7266 | -116.9695
[5 empty] | 7 | 96.55% | 1153.4269 | 11263.9771 | 183.6796 | 2323.776 | 112.6162 | 0 | 1219.6053 | 0 | -1400.4665 | -78.7111 | 0 | 780.6986 | 1821.6301 | 0 | 167.2126 | 1504.9134 | 0 | 273.4896 | 1093.9584 | 0 | 0 | -78.7111 | -68.5227
[5 empty] | 8 | 96.07% | 1158.8096 | 11207.6572 | 193.0451 | 2323.776 | 114.8686 | 0 | 1225.6424 | 0 | -1406.0472 | -23.3509 | 0 | 546.489 | 1275.141 | 0 | 150.4913 | 1354.422 | 0 | 218.7917 | 875.1667 | 0 | 0 | -23.3509 | -19.9298
[5 empty] | 9 | 95.59% | 1164.1653 | 11151.6189 | 202.9008 | 2323.776 | 117.1659 | 0 | 1231.7093 | 0 | -1412.1334 | 34.4694 | 0 | 382.5423 | 892.5987 | 0 | 135.4422 | 1218.9798 | 0 | 175.0333 | 700.1334 | 0 | 0 | 34.4694 | 28.8425
[5 empty] | 10 | 95.11% | 1169.4943 | 11095.8608 | 213.2729 | 2323.776 | 119.5093 | 11260.8 | 1237.8063 | 0 | -12679.5519 | -11165.9287 | 3312 | 267.7796 | 3936.8191 | 0 | 121.898 | 1097.0818 | 2318.4 | 140.0267 | 2878.5067 | 0 | 0 | -11165.9287 | -9159.9506
[5 empty] | 11 | 94.64% | 1174.7967 | 11040.3815 | 224.1888 | 2323.776 | 121.8994 | 0 | 1243.9334 | 0 | -1425.9308 | 157.9821 | 3312 | 1181.0457 | 6067.7734 | 0 | 109.7082 | 987.3737 | 2318.4 | 575.7013 | 4621.2053 | 0 | 0 | 157.9821 | 127.0592
[5 empty] | 12 | 94.16% | 1180.0725 | 10985.1796 | 235.6772 | 2323.776 | 124.3374 | 0 | 1250.0909 | 0 | -1433.6997 | 223.9358 | 0 | 1820.332 | 4247.4414 | 0 | 98.7374 | 888.6363 | 0 | 924.2411 | 3696.9643 | 0 | 0 | 223.9358 | 176.5718
[5 empty] | 13 | 93.69% | 1185.322 | 10930.2537 | 247.7686 | 2323.776 | 126.8242 | 0 | 1256.2788 | 0 | -1442.0899 | 292.8728 | 0 | 1274.2324 | 2973.209 | 0 | 88.8636 | 799.7727 | 0 | 739.3929 | 2957.5714 | 0 | 0 | 292.8728 | 226.4002
[5 empty] | 14 | 93.22% | 1190.5452 | 10875.6024 | 260.495 | 2323.776 | 129.3607 | 0 | 1262.4974 | 0 | -1451.1343 | 364.9407 | 0 | 891.9627 | 2081.2463 | 0 | 79.9773 | 719.7954 | 0 | 591.5143 | 2366.0571 | 0 | 0 | 364.9407 | 276.5794
[5 empty] | 15 | 92.76% | 1195.7423 | 10821.2244 | 273.8902 | 2323.776 | 131.9479 | 0 | 1268.7468 | 0 | -1460.8673 | 440.2944 | 0 | 624.3739 | 1456.8724 | 0 | 71.9795 | 647.8159 | 0 | 473.2114 | 1892.8457 | 0 | 0 | 440.2944 | 327.1453
[5 empty] | 16 | 92.29% | 1200.9134 | 10767.1183 | 287.9895 | 0 | 134.5868 | 0 | 1275.0271 | 0 | 852.4507 | 2842.8729 | 0 | 437.0617 | 1019.8107 | 0 | 64.7816 | 583.0343 | 0 | 378.5691 | 1514.2766 | 1962.4604 | 196.246 | 2646.6268 | 1927.9242
[5 empty] | 17 | 91.83% | 1206.0587 | 10713.2827 | 302.8305 | 0 | 137.2786 | 0 | 1281.3385 | 0 | 841.2294 | 2925.295 | 0 | 305.9432 | 713.8675 | 0 | 58.3034 | 524.7308 | 0 | 302.8553 | 1211.4213 | 2258.193 | 225.8193 | 2699.4757 | 1927.8644
[5 empty] | 18 | 91.37% | 1211.1782 | 10659.7163 | 318.4525 | 0 | 140.0241 | 0 | 1287.6811 | 0 | 829.2044 | 3011.5161 | 0 | 214.1602 | 499.7072 | 0 | 52.4731 | 472.2578 | 0 | 242.2843 | 969.137 | 2502.5986 | 250.2599 | 2761.2563 | 1933.3195
[5 empty] | 19 | 90.92% | 1216.2722 | 10606.4177 | 334.8969 | 0 | 142.8246 | 0 | 1294.0551 | 0 | 816.3335 | 3101.725 | 0 | 149.9122 | 349.7951 | 0 | 47.2258 | 425.032 | 0 | 193.8274 | 775.3096 | 2710.7596 | 271.076 | 2830.649 | 1943.0446
[5 empty] | 20 | 90.46% | 1221.3407 | 10553.3856 | 352.2076 | 0 | 145.6811 | 0 | 1300.4607 | 1247.633 | 2050.205 | 4443.7525 | 0 | 104.9385 | 244.8565 | 0 | 42.5032 | 382.5288 | 0 | 155.0619 | 620.2477 | 4141.2488 | 414.1249 | 4029.6276 | 2711.8239
[5 empty] | 40 Year Analysis | [24 empty] | Real IRR | 10.11%
[5 empty] | Year | Power |  |  | Cost |  |  |  | Benefits |  | Cashflow |  | Depreciation 1 |  |  | Depreciation 2 |  |  | Depreciation 3 |  |  |  |  | Net |  | Nominal IRR | 7.948%
[6 empty] | Solar efficiency | Grid | Excess | Power Cost | Installation | Maintainance | Replacement | Buyback | Salvage | Cashflow | Relative Benefit | +CCA | CCA | UCC | +CCA | CCA | UCC | +CCA | CCA | UCC | Taxable Income | Tax | Net Saved | Net Saved | NPV Savings | 10573.6776
[7 empty] | [kWh] | [kWh] | [$] | [$] | [$] | [$] | [$] | [$] | [$] | [$] | [$] | [$] | [$] | [$] | [$] | [$] | [$] | [$] | [$] | [$] | [$] | [$] | [$ nominal] | EUAB | 2308.8108
[5 empty] | 0 | 100% | 0 | 0 | 0 | 0 | 0 | 0 | 0 | 0 | 0 | 0 | 9108 | 0 | 9108 | 1490.4 | 0 | 1490.4 | 2318.4 | 0 | 2318.4 | 0 | 0 | 0 | 0
[5 empty] | 1 | 99.5% | 1120.5579 | 11607.8897 | 136.4847 | 2323.776 | 100 | 0 | 1184.0024 | 0 | -1376.2582 | -365.308 | 9108 | 2732.4 | 15483.6 | 1490.4 | 149.04 | 2831.76 | 2318.4 | 463.68 | 4173.12 | 0 | 0 | -365.308 | -358.1451
[5 empty] | 2 | 99% | 1126.1049 | 11549.8503 | 143.3853 | 2323.776 | 102 | 0 | 1189.8632 | 0 | -1379.298 | -322.4662 | 0 | 4645.08 | 10838.52 | 0 | 283.176 | 2548.584 | 0 | 834.624 | 3338.496 | 0 | 0 | -322.4662 | -309.9445
[5 empty] | 3 | 98.51% | 1131.6242 | 11492.101 | 150.6455 | 2323.776 | 104.04 | 0 | 1195.7531 | 0 | -1382.7084 | -277.78 | 0 | 3251.556 | 7586.964 | 0 | 254.8584 | 2293.7256 | 0 | 667.6992 | 2670.7968 | 0 | 0 | -277.78 | -261.7583
[5 empty] | 4 | 98.01% | 1137.1159 | 11434.6405 | 158.2845 | 2323.776 | 106.1208 | 0 | 1201.672 | 0 | -1386.5092 | -231.1588 | 0 | 2276.0892 | 5310.8748 | 0 | 229.3726 | 2064.353 | 0 | 534.1594 | 2136.6374 | 0 | 0 | -231.1588 | -213.555
[5 empty] | 5 | 97.52% | 1142.5802 | 11377.4673 | 166.3222 | 2323.776 | 108.2432 | 0 | 1207.6203 | 0 | -1390.7211 | -182.5076 | 0 | 1593.2624 | 3717.6124 | 0 | 206.4353 | 1857.9177 | 0 | 427.3275 | 1709.31 | 0 | 0 | -182.5076 | -165.3028
[5 empty] | 6 | 97.04% | 1148.0171 | 11320.58 | 174.7798 | 2323.776 | 110.4081 | 0 | 1213.598 | 0 | -1395.3658 | -131.7266 | 0 | 1115.2837 | 2602.3287 | 0 | 185.7918 | 1672.126 | 0 | 341.862 | 1367.448 | 0 | 0 | -131.7266 | -116.9695
[5 empty] | 7 | 96.55% | 1153.4269 | 11263.9771 | 183.6796 | 2323.776 | 112.6162 | 0 | 1219.6053 | 0 | -1400.4665 | -78.7111 | 0 | 780.6986 | 1821.6301 | 0 | 167.2126 | 1504.9134 | 0 | 273.4896 | 1093.9584 | 0 | 0 | -78.7111 | -68.5227
[5 empty] | 8 | 96.07% | 1158.8096 | 11207.6572 | 193.0451 | 2323.776 | 114.8686 | 0 | 1225.6424 | 0 | -1406.0472 | -23.3509 | 0 | 546.489 | 1275.141 | 0 | 150.4913 | 1354.422 | 0 | 218.7917 | 875.1667 | 0 | 0 | -23.3509 | -19.9298
[5 empty] | 9 | 95.59% | 1164.1653 | 11151.6189 | 202.9008 | 2323.776 | 117.1659 | 0 | 1231.7093 | 0 | -1412.1334 | 34.4694 | 0 | 382.5423 | 892.5987 | 0 | 135.4422 | 1218.9798 | 0 | 175.0333 | 700.1334 | 0 | 0 | 34.4694 | 28.8425
[5 empty] | 10 | 95.11% | 1169.4943 | 11095.8608 | 213.2729 | 2323.776 | 119.5093 | 11260.8 | 1237.8063 | 0 | -12679.5519 | -11165.9287 | 3312 | 267.7796 | 3936.8191 | 0 | 121.898 | 1097.0818 | 2318.4 | 140.0267 | 2878.5067 | 0 | 0 | -11165.9287 | -9159.9506
[5 empty] | 11 | 94.64% | 1174.7967 | 11040.3815 | 224.1888 | 2323.776 | 121.8994 | 0 | 1243.9334 | 0 | -1425.9308 | 157.9821 | 3312 | 1181.0457 | 6067.7734 | 0 | 109.7082 | 987.3737 | 2318.4 | 575.7013 | 4621.2053 | 0 | 0 | 157.9821 | 127.0592
[5 empty] | 12 | 94.16% | 1180.0725 | 10985.1796 | 235.6772 | 2323.776 | 124.3374 | 0 | 1250.0909 | 0 | -1433.6997 | 223.9358 | 0 | 1820.332 | 4247.4414 | 0 | 98.7374 | 888.6363 | 0 | 924.2411 | 3696.9643 | 0 | 0 | 223.9358 | 176.5718
[5 empty] | 13 | 93.69% | 1185.322 | 10930.2537 | 247.7686 | 2323.776 | 126.8242 | 0 | 1256.2788 | 0 | -1442.0899 | 292.8728 | 0 | 1274.2324 | 2973.209 | 0 | 88.8636 | 799.7727 | 0 | 739.3929 | 2957.5714 | 0 | 0 | 292.8728 | 226.4002
[5 empty] | 14 | 93.22% | 1190.5452 | 10875.6024 | 260.495 | 2323.776 | 129.3607 | 0 | 1262.4974 | 0 | -1451.1343 | 364.9407 | 0 | 891.9627 | 2081.2463 | 0 | 79.9773 | 719.7954 | 0 | 591.5143 | 2366.0571 | 0 | 0 | 364.9407 | 276.5794
[5 empty] | 15 | 92.76% | 1195.7423 | 10821.2244 | 273.8902 | 2323.776 | 131.9479 | 0 | 1268.7468 | 0 | -1460.8673 | 440.2944 | 0 | 624.3739 | 1456.8724 | 0 | 71.9795 | 647.8159 | 0 | 473.2114 | 1892.8457 | 0 | 0 | 440.2944 | 327.1453
[5 empty] | 16 | 92.29% | 1200.9134 | 10767.1183 | 287.9895 | 0 | 134.5868 | 0 | 1275.0271 | 0 | 852.4507 | 2842.8729 | 0 | 437.0617 | 1019.8107 | 0 | 64.7816 | 583.0343 | 0 | 378.5691 | 1514.2766 | 1962.4604 | 196.246 | 2646.6268 | 1927.9242
[5 empty] | 17 | 91.83% | 1206.0587 | 10713.2827 | 302.8305 | 0 | 137.2786 | 0 | 1281.3385 | 0 | 841.2294 | 2925.295 | 0 | 305.9432 | 713.8675 | 0 | 58.3034 | 524.7308 | 0 | 302.8553 | 1211.4213 | 2258.193 | 225.8193 | 2699.4757 | 1927.8644
[5 empty] | 18 | 91.37% | 1211.1782 | 10659.7163 | 318.4525 | 0 | 140.0241 | 0 | 1287.6811 | 0 | 829.2044 | 3011.5161 | 0 | 214.1602 | 499.7072 | 0 | 52.4731 | 472.2578 | 0 | 242.2843 | 969.137 | 2502.5986 | 250.2599 | 2761.2563 | 1933.3195
[5 empty] | 19 | 90.92% | 1216.2722 | 10606.4177 | 334.8969 | 0 | 142.8246 | 0 | 1294.0551 | 0 | 816.3335 | 3101.725 | 0 | 149.9122 | 349.7951 | 0 | 47.2258 | 425.032 | 0 | 193.8274 | 775.3096 | 2710.7596 | 271.076 | 2830.649 | 1943.0446
[5 empty] | 20 | 90.46% | 1221.3407 | 10553.3856 | 352.2076 | 0 | 145.6811 | 11260.8 | 1300.4607 | 0 | -10458.228 | -8064.6805 | 3312 | 104.9385 | 3556.8565 | 0 | 42.5032 | 382.5288 | 2318.4 | 155.0619 | 2938.6477 | 0 | 0 | -8064.6805 | -5427.2988
[5 empty] | 21 | 90.01% | 1226.3838 | 10500.6187 | 370.4303 | 0 | 148.5947 | 0 | 1306.898 | 0 | 787.8729 | 3294.9076 | 3312 | 1067.057 | 5801.7996 | 0 | 38.2529 | 344.2759 | 2318.4 | 587.7295 | 4669.3181 | 1601.8682 | 160.1868 | 3134.7207 | 2068.2129
[5 empty] | 22 | 89.56% | 1231.4017 | 10448.1156 | 389.6137 | 0 | 151.5666 | 0 | 1313.3671 | 0 | 772.1867 | 3398.3076 | 0 | 1740.5399 | 4061.2597 | 0 | 34.4276 | 309.8483 | 0 | 933.8636 | 3735.4545 | 689.4765 | 68.9477 | 3329.36 | 2153.56
[5 empty] | 23 | 89.11% | 1236.3945 | 10395.875 | 409.8088 | 0 | 154.598 | 0 | 1319.8683 | 0 | 755.4615 | 3506.549 | 0 | 1218.3779 | 2842.8818 | 0 | 30.9848 | 278.8635 | 0 | 747.0909 | 2988.3636 | 1510.0953 | 151.0095 | 3355.5395 | 2127.9352
[5 empty] | 24 | 88.67% | 1241.3624 | 10343.8956 | 431.0693 | 0 | 157.6899 | 0 | 1326.4016 | 0 | 737.6424 | 3619.8726 | 0 | 852.8645 | 1990.0173 | 0 | 27.8863 | 250.9771 | 0 | 597.6727 | 2390.6909 | 2141.449 | 214.1449 | 3405.7277 | 2117.4141
[5 empty] | 25 | 88.22% | 1246.3054 | 10292.1762 | 453.4517 | 0 | 160.8437 | 0 | 1332.9673 | 0 | 718.6719 | 3738.5314 | 0 | 597.0052 | 1393.0121 | 0 | 25.0977 | 225.8794 | 0 | 478.1382 | 1912.5527 | 2638.2903 | 263.829 | 3474.7024 | 2117.9384
[5 empty] | 26 | 87.78% | 1251.2237 | 10240.7153 | 477.0157 | 0 | 164.0606 | 0 | 1339.5655 | 0 | 698.4892 | 3862.7911 | 0 | 417.9036 | 975.1085 | 0 | 22.5879 | 203.2915 | 0 | 382.5105 | 1530.0422 | 3039.789 | 303.9789 | 3558.8122 | 2126.6725
[5 empty] | 27 | 87.34% | 1256.1174 | 10189.5117 | 501.8241 | 0 | 167.3418 | 0 | 1346.1963 | 0 | 677.0304 | 3992.9308 | 0 | 292.5325 | 682.5759 | 0 | 20.3291 | 182.9623 | 0 | 306.0084 | 1224.0337 | 3374.0607 | 337.4061 | 3655.5248 | 2141.6332
[5 empty] | 28 | 86.91% | 1260.9866 | 10138.5641 | 527.943 | 0 | 170.6886 | 0 | 1352.86 | 0 | 654.2284 | 4129.2436 | 0 | 204.7728 | 477.8031 | 0 | 18.2962 | 164.6661 | 0 | 244.8067 | 979.227 | 3661.3679 | 366.1368 | 3763.1068 | 2161.4328
[5 empty] | 29 | 86.47% | 1265.8315 | 10087.8713 | 555.4419 | 0 | 174.1024 | 0 | 1359.5567 | 0 | 630.0123 | 4272.0373 | 0 | 143.3409 | 334.4622 | 0 | 16.4666 | 148.1995 | 0 | 195.8454 | 783.3816 | 3916.3843 | 391.6384 | 3880.3989 | 2185.1003
[5 empty] | 30 | 86.04% | 1270.6522 | 10037.432 | 584.3942 | 0 | 177.5845 | 11260.8 | 1366.2865 | 0 | -10656.4922 | -6839.1648 | 3312 | 100.3387 | 3546.1235 | 0 | 14.8199 | 133.3795 | 2318.4 | 156.6763 | 2945.1053 | 0 | 0 | -6839.1648 | -3775.7038
[5 empty] | 31 | 85.61% | 1275.4488 | 9987.2448 | 614.8772 | 0 | 181.1362 | 0 | 1373.0496 | 0 | 577.0363 | 4578.3769 | 3312 | 1063.8371 | 5794.2865 | 0 | 13.338 | 120.0416 | 2318.4 | 589.0211 | 4674.4842 | 2912.1808 | 291.2181 | 4287.1588 | 2320.4074
[5 empty] | 32 | 85.18% | 1280.2214 | 9937.3086 | 646.972 | 0 | 184.7589 | 0 | 1379.8462 | 0 | 548.1153 | 4742.6191 | 0 | 1738.2859 | 4056.0005 | 0 | 12.0042 | 108.0374 | 0 | 934.8968 | 3739.5874 | 2057.4321 | 205.7432 | 4536.8759 | 2407.4174
[5 empty] | 33 | 84.75% | 1284.9701 | 9887.622 | 680.7643 | 0 | 188.4541 | 0 | 1386.6764 | 0 | 517.4581 | 4914.7363 | 0 | 1216.8002 | 2839.2004 | 0 | 10.8037 | 97.2337 | 0 | 747.9175 | 2991.6699 | 2939.215 | 293.9215 | 4620.8148 | 2403.8806
[5 empty] | 34 | 84.33% | 1289.6951 | 9838.1839 | 716.3443 | 0 | 192.2231 | 0 | 1393.5405 | 0 | 484.973 | 5095.1221 | 0 | 851.7601 | 1987.4403 | 0 | 9.7234 | 87.5103 | 0 | 598.334 | 2393.3359 | 3635.3047 | 363.5305 | 4731.5917 | 2413.245
[5 empty] | 35 | 83.91% | 1294.3964 | 9788.993 | 753.807 | 0 | 196.0676 | 0 | 1400.4385 | 0 | 450.5639 | 5284.1897 | 0 | 596.2321 | 1391.2082 | 0 | 8.751 | 78.7593 | 0 | 478.6672 | 1914.6687 | 4200.5394 | 420.0539 | 4864.1358 | 2432.2022
[5 empty] | 36 | 83.49% | 1299.0743 | 9740.048 | 793.2522 | 0 | 199.989 | 0 | 1407.3707 | 0 | 414.1295 | 5482.3732 | 0 | 417.3625 | 973.8457 | 0 | 7.8759 | 70.8834 | 0 | 382.9337 | 1531.735 | 4674.2011 | 467.4201 | 5014.9531 | 2458.4461
[5 empty] | 37 | 83.07% | 1303.7287 | 9691.3478 | 834.7853 | 0 | 203.9887 | 0 | 1414.3372 | 0 | 375.5631 | 5690.1284 | 0 | 292.1537 | 681.692 | 0 | 7.0883 | 63.795 | 0 | 306.347 | 1225.388 | 5084.5394 | 508.4539 | 5181.6745 | 2490.3694
[5 empty] | 38 | 82.66% | 1308.3599 | 9642.8911 | 878.5172 | 0 | 208.0685 | 0 | 1421.3381 | 0 | 334.7524 | 5907.9343 | 0 | 204.5076 | 477.1844 | 0 | 6.3795 | 57.4155 | 0 | 245.0776 | 980.3104 | 5451.9696 | 545.197 | 5362.7374 | 2526.8531
[5 empty] | 39 | 82.24% | 1312.9679 | 9594.6766 | 924.5646 | 0 | 212.2299 | 0 | 1428.3738 | 0 | 291.5793 | 6136.2938 | 0 | 143.1553 | 334.0291 | 0 | 5.7416 | 51.674 | 0 | 196.0621 | 784.2483 | 5791.3349 | 579.1335 | 5557.1604 | 2567.1204
[5 empty] | 40 | 81.83% | 1317.5529 | 9546.7032 | 973.0504 | 0 | 216.4745 | 0 | 1435.4442 | 907.7256 | 1153.6449 | 7283.4609 | 0 | 100.2087 | 233.8204 | 0 | 5.1674 | 46.5066 | 0 | 156.8497 | 627.3987 | 7021.2351 | 702.1235 | 6581.3374 | 2980.6246
Solar Panel Replacement Analysis
[5 empty] | Defender |  |  |  |  | Challenger
[5 empty] | Year | Solar efficiency | Loss | Lost energy | Opp. Cost | Lifetime | EAUC
[8 empty] | [kWh] | [$] |  | [$]
[5 empty] | 0 | 100% | 0% | 0 | 0 | 0 | 0
[5 empty] | 1 | 99.5% | 0.5% | 94.2564 | 11.4805 | 1 | 11694.3375 | 863.2935
[5 empty] | 2 | 99% | 0.9975% | 188.0415 | 23.943 | 2 | 5943.1797 | 863.2935
[5 empty] | 3 | 98.51% | 1.493% | 281.3577 | 37.4553 | 3 | 4052.2368 | 863.2935
[5 empty] | 4 | 98.01% | 1.985% | 374.2073 | 52.089 | 4 | 3123.8032 | 863.2935
[5 empty] | 5 | 97.52% | 2.475% | 466.5926 | 67.9206 | 5 | 2578.5516 | 863.2935
[5 empty] | 6 | 97.04% | 2.963% | 558.5161 | 85.0313 | 6 | 2223.5339 | 863.2935
[5 empty] | 7 | 96.55% | 3.448% | 649.9799 | 103.5073 | 7 | 1976.1833 | 863.2935
[5 empty] | 8 | 96.07% | 3.931% | 740.9864 | 123.4403 | 8 | 1795.3157 | 863.2935
[5 empty] | 9 | 95.59% | 4.411% | 831.5378 | 144.9276 | 9 | 1658.1303 | 863.2935
[5 empty] | 10 | 95.11% | 4.889% | 921.6365 | 168.0727 | 10 | 1551.0117 | 863.2935
[5 empty] | 11 | 94.64% | 5.365% | 1011.2847 | 192.9854 | 11 | 1465.3484 | 863.2935
[5 empty] | 12 | 94.16% | 5.838% | 1100.4847 | 219.7824 | 12 | 1395.4435 | 863.2935
[5 empty] | 13 | 93.69% | 6.309% | 1189.2387 | 248.5873 | 13 | 1337.3892 | 863.2935
[5 empty] | 14 | 93.22% | 6.777% | 1277.5488 | 279.5317 | 14 | 1288.4251 | 863.2935
[5 empty] | 15 | 92.76% | 7.243% | 1365.4175 | 312.7551 | 15 | 1246.5521 | 863.2935
[5 empty] | 16 | 92.29% | 7.707% | 1452.8468 | 348.4054 | 16 | 1210.2925 | 863.2935
[5 empty] | 17 | 91.83% | 8.168% | 1539.839 | 386.6397 | 17 | 1178.5347 | 863.2935
[5 empty] | 18 | 91.37% | 8.628% | 1626.3961 | 427.6248 | 18 | 1150.4291 | 863.2935
[5 empty] | 19 | 90.92% | 9.084% | 1712.5206 | 471.5375 | 19 | 1125.3183 | 863.2935
[5 empty] | 20 | 90.46% | 9.539% | 1798.2143 | 518.5651 | 20 | 1102.6871 | 863.2935
[5 empty] | 21 | 90.01% | 9.991% | 1883.4797 | 568.9068 | 21 | 1082.1281 | 863.2935
[5 empty] | 22 | 89.56% | 10.44% | 1968.3186 | 622.7732 | 22 | 1063.3157 | 863.2935
[5 empty] | 23 | 89.11% | 10.89% | 2052.7334 | 680.3882 | 23 | 1045.9878 | 863.2935
[5 empty] | 24 | 88.67% | 11.33% | 2136.7262 | 741.9888 | 24 | 1029.9317 | 863.2935
[5 empty] | 25 | 88.22% | 11.78% | 2220.2989 | 807.8263 | 25 | 1014.9734 | 863.2935
[5 empty] | 26 | 87.78% | 12.22% | 2303.4538 | 878.1673 | 26 | 1000.9702 | 863.2935
[5 empty] | 27 | 87.34% | 12.66% | 2386.1929 | 953.294 | 27 | 987.8037 | 863.2935
[5 empty] | 28 | 86.91% | 13.09% | 2468.5184 | 1033.5057 | 28 | 975.3754 | 863.2935
[5 empty] | 29 | 86.47% | 13.53% | 2550.4322 | 1119.1196 | 29 | 963.603 | 863.2935
[5 empty] | 30 | 86.04% | 13.96% | 2631.9364 | 1210.4716 | 30 | 952.4172 | 863.2935
[5 empty] | 31 | 85.61% | 14.39% | 2713.0331 | 1307.9177 | 31 | 941.7594 | 863.2935
[5 empty] | 32 | 85.18% | 14.82% | 2793.7243 | 1411.835 | 32 | 931.5797 | 863.2935
[5 empty] | 33 | 84.75% | 15.25% | 2874.0121 | 1522.6229 | 33 | 921.8357 | 863.2935
[5 empty] | 34 | 84.33% | 15.67% | 2953.8984 | 1640.7044 | 34 | 912.4908 | 863.2935
[5 empty] | 35 | 83.91% | 16.09% | 3033.3853 | 1766.5276 | 35 | 903.5134 | 863.2935
[5 empty] | 36 | 83.49% | 16.51% | 3112.4748 | 1900.5668 | 36 | 894.8763 | 863.2935
[5 empty] | 37 | 83.07% | 16.93% | 3191.1688 | 2043.3245 | 37 | 886.5554 | 863.2935
[5 empty] | 38 | 82.66% | 17.34% | 3269.4693 | 2195.3325 | 38 | 878.5299 | 863.2935
[5 empty] | 39 | 82.24% | 17.76% | 3347.3784 | 2357.1538 | 39 | 870.7814 | 863.2935
[5 empty] | 40 | 81.83% | 18.17% | 3424.8979 | 2529.3846 | 40 | 863.2935 | 863.2935
Note on L88: Administrator: This can act as the marginal operating cost

## Incremental
15% |  |  |  |  | 5%
B | C | C-B | Incremental IRR | 8.08% | B | C | C-B | Incremental IRR | 5.438%
0 | 0 | 0 |  |  | 0 | 0 | 0
-328.9393 | -358.1451 | -29.2058 |  |  | -2192.6757 | -3541.808 | -1349.1324
-291.0017 | -309.9445 | -18.9428 |  |  | -2118.1942 | -3431.1826 | -1312.9884
-253.0613 | -261.7583 | -8.697 |  |  | -2044.4265 | -3321.7956 | -1277.3692
-215.0958 | -213.555 | 1.5408 |  |  | -1971.3361 | -3213.5916 | -1242.2555
-177.0825 | -165.3028 | 11.7797 |  |  | -1898.8868 | -3106.5152 | -1207.6284
-138.9986 | -116.9695 | 22.0291 |  |  | 1044.0784 | 1897.7175 | 853.6391
-100.8211 | -68.5227 | 32.2983 |  |  | 1034.882 | 1865.348 | 830.466
-62.5267 | -19.9298 | 42.5969 |  |  | 1032.611 | 1845.2118 | 812.6008
-24.0918 | 28.8425 | 52.9342 |  |  | 1035.3729 | 1833.9355 | 798.5626
-5178.9536 | -9159.9506 | -3980.997 |  |  | -4062.9903 | -7253.645 | -3190.6547
53.2949 | 127.0592 | 73.7643 |  |  | 1117.0317 | 1946.4998 | 829.4681
92.2952 | 176.5718 | 84.2766 |  |  | 1164.9243 | 2008.8533 | 843.929
131.5329 | 226.4002 | 94.8672 |  |  | 1156.1907 | 1983.0084 | 826.8176
171.0332 | 276.5794 | 105.5462 |  |  | 1148.4247 | 1952.4304 | 804.0056
210.8213 | 327.1453 | 116.3239 |  |  | 1148.2806 | 1935.2709 | 786.9903
1153.7356 | 1927.9242 | 774.1886 |  |  | 1153.7356 | 1927.9242 | 774.1886
1163.3745 | 1927.8644 | 764.49 |  |  | 1163.3745 | 1927.8644 | 764.49
1176.2057 | 1933.3195 | 757.1138 |  |  | 1176.2057 | 1933.3195 | 757.1138
1191.5342 | 1943.0446 | 751.5104 |  |  | 1191.5342 | 1943.0446 | 751.5104
-2929.9715 | -5427.2988 | -2497.3273 |  |  | -2929.9715 | -5427.2988 | -2497.3273
1281.9354 | 2068.2129 | 786.2775 |  |  | 1281.9354 | 2068.2129 | 786.2775
1340.1047 | 2153.56 | 813.4553 |  |  | 1340.1047 | 2153.56 | 813.4553
1336.0081 | 2127.9352 | 791.9271 |  |  | 1336.0081 | 2127.9352 | 791.9271
1340.5293 | 2117.4141 | 776.8848 |  |  | 1340.5293 | 2117.4141 | 776.8848
1351.3915 | 2117.9384 | 766.5469 |  |  | 1351.3915 | 2117.9384 | 766.5469
1367.0051 | 2126.6725 | 759.6673 |  |  | 1367.0051 | 2126.6725 | 759.6673
1386.2604 | 2141.6332 | 755.3728 |  |  | 1386.2604 | 2141.6332 | 755.3728
1408.3822 | 2161.4328 | 753.0506 |  |  | 1408.3822 | 2161.4328 | 753.0506
1432.8299 | 2185.1003 | 752.2704 |  |  | 1432.8299 | 2185.1003 | 752.2704
-1883.2743 | -3775.7038 | -1892.4294 |  |  | -1883.2743 | -3775.7038 | -1892.4294
1531.6597 | 2320.4074 | 788.7477 |  |  | 1531.6597 | 2320.4074 | 788.7477
1592.2066 | 2407.4174 | 815.2108 |  |  | 1592.2066 | 2407.4174 | 815.2108
1602.0227 | 2403.8806 | 801.8579 |  |  | 1602.0227 | 2403.8806 | 801.8579
1619.2726 | 2413.245 | 793.9724 |  |  | 1619.2726 | 2413.245 | 793.9724
1642.1025 | 2432.2022 | 790.0997 |  |  | 1642.1025 | 2432.2022 | 790.0997
1669.2225 | 2458.4461 | 789.2236 |  |  | 1669.2225 | 2458.4461 | 789.2236
1699.7357 | 2490.3694 | 790.6337 |  |  | 1699.7357 | 2490.3694 | 790.6337
1733.0198 | 2526.8531 | 793.8333 |  |  | 1733.0198 | 2526.8531 | 793.8333
1768.645 | 2567.1204 | 798.4754 |  |  | 1768.645 | 2567.1204 | 798.4754
2063.6206 | 2980.6246 | 917.004 |  |  | 2063.6206 | 2980.6246 | 917.004

## Sources
Information
MicroFIT | http://www.ieso.ca/get-involved/microfit/news-overview
for generating over 10kW of energy
https://kubyenergy.ca/blog/the-cost-of-solar-panels
City of edmonton rebate
https://kubyenergy.ca/blog/edmonton-solar-power-rebate
Alberta rebate
https://kubyenergy.ca/blog/alberta-residential-and-commercial-solar-power-rebate
Change for climate resources
https://www.edmonton.ca/city_government/documents/PDF/HomeGuide-web.pdf
http://ace.edmonton.ca/energuide/guides/
https://changeforclimate.ca/programs
https://www.edmonton.ca/city_government/environmental_stewardship/solar-energy.aspx
https://www.edmonton.ca/city_government/documents/PDF/TinyExplanation-SolarInEdm.pdf
Source of capital
| https://kubyenergy.ca/how-much-do-solar-panels-cost | Options: cash or loan
Solar cost and efficiency over time
| https://news.energysage.com/solar-panel-efficiency-cost-over-time/ |  | 2018 | 2008 | growth rate
| https://en.wikipedia.org/wiki/Solar_cell_efficiency |  | 35.5% | 32% | 1.16%
| Solar price index |  | 2018 | 35.5%
| https://www.pv-magazine.com/features/investors/module-price-index/ |  | 2028 | 39.84%
|  |  | 2038 | 44.71%
|  |  | 2048 | 50.18%
|  |  | 2058 | 56.31% | <- eff in 2058
http://mccac.ca/solar-calculator#output
https://enlighten.enphaseenergy.com/pv/public_systems/EwPs64809/overview

## Sheet2
0 | 0 | -1677.975 | 0 | 0 | 0 | -1677.975 | 0 | 0 | 0 | -1629.1019 | 0 | 0
1 | -1010.9502 | -925.3975 | -1346.4683 | -1376.2582 | -1010.9502 | -2603.3725 | -1346.4683 | -1376.2582 | -952.9175 | -2501.3779 | -1269.1755 | -1297.2554
2 | -1056.8318 | -967.6925 | -1359.59 | -1379.298 | -2067.782 | -3571.065 | -2706.0583 | -2755.5563 | -1920.0684 | -3386.9536 | -2513.393 | -2559.5085
3 | -1104.9285 | -1012.0473 | -1373.4792 | -1382.7084 | -3172.7105 | -4583.1123 | -4079.5375 | -4138.2647 | -2901.783 | -4286.1444 | -3733.7114 | -3788.027
4 | -1155.3504 | -1058.5651 | -1388.177 | -1386.5092 | -4328.061 | -5641.6774 | -5467.7145 | -5524.7739 | -3898.3984 | -5199.272 | -4931.1651 | -4984.042
5 | -1208.2135 | -1107.3547 | -1403.7269 | -1390.7211 | -5536.2744 | -6749.0321 | -6871.4414 | -6915.495 | -4910.2582 | -6126.6641 | -6106.7643 | -6148.749
6 | -1263.6392 | -1158.5299 | -1420.1742 | -1395.3658 | -6799.9136 | -7907.562 | -8291.6156 | -8310.8608 | -5937.7125 | -7068.655 | -7261.4959 | -7283.3092
7 | -1321.7554 | -1212.2106 | -1437.5671 | -1400.4665 | -8121.669 | -9119.7726 | -9729.1827 | -9711.3273 | -6981.1184 | -8025.5853 | -8396.3246 | -8388.8503
8 | -1382.6963 | -1268.5229 | -1455.9562 | -1406.0472 | -9504.3653 | -10388.2955 | -11185.1389 | -11117.3745 | -8040.84 | -8997.8024 | -9512.1939 | -9466.4685
9 | -1446.6028 | -1327.5989 | -1475.3947 | -1412.1334 | -10950.9681 | -11715.8943 | -12660.5337 | -12529.5079 | -9117.2484 | -9985.6606 | -10610.0261 | -10517.2283
10 | -1513.6232 | -2327.9527 | -7826.7387 | -12679.5519 | -12464.5913 | -14043.847 | -20487.2724 | -25209.0598 | -10210.7219 | -11667.4232 | -16264.2287 | -19677.2064
11 | -1583.9129 | -1450.6056 | -1517.6474 | -1425.9308 | -14048.5042 | -15494.4526 | -22004.9197 | -26634.9906 | -11321.6466 | -12684.8488 | -17328.676 | -20677.3255
12 | -1657.6355 | -1518.836 | -1540.5829 | -1433.6997 | -15706.1397 | -17013.2886 | -23545.5026 | -28068.6903 | -12450.4157 | -13719.1022 | -18377.738 | -21653.6053
13 | -1734.9627 | -1590.4304 | -1564.8108 | -1442.0899 | -17441.1024 | -18603.7191 | -25110.3134 | -29510.7802 | -13597.4304 | -14770.5641 | -19412.2623 | -22606.9966
14 | -1816.0749 | -1665.5585 | -1590.4003 | -1451.1343 | -19257.1773 | -20269.2775 | -26700.7137 | -30961.9145 | -14763.0998 | -15839.6226 | -20433.0797 | -23538.4245
15 | -1901.1617 | -1744.3983 | -1617.424 | -1460.8673 | -21158.339 | -22013.6758 | -28318.1377 | -32422.7818 | -15947.8409 | -16926.674 | -21441.0048 | -24448.7887
16 | -1990.4222 | -1827.1373 | -285.6053 | 852.4507 | -23148.7612 | -23840.8132 | -28603.743 | -31570.3311 | -17152.0791 | -18032.1221 | -21613.8007 | -23933.042
17 | -2084.0656 | -1913.9724 | -315.7313 | 841.2294 | -25232.8268 | -25754.7855 | -28919.4744 | -30729.1017 | -18376.248 | -19156.3792 | -21799.2596 | -23438.9084
18 | -2182.3117 | -2005.1104 | -347.5338 | 829.2044 | -27415.1385 | -27759.8959 | -29267.0082 | -29899.8973 | -19620.7899 | -20299.8656 | -21997.4533 | -22966.0247
19 | -2285.3915 | -2100.7687 | -381.1023 | 816.3335 | -29700.53 | -29860.6646 | -29648.1105 | -29083.5637 | -20886.1557 | -21463.0103 | -22208.4604 | -22514.0406
20 | -2393.5475 | -2201.176 | -6747.3309 | -10458.228 | -32094.0775 | -32061.8406 | -36395.4414 | -39541.7917 | -22172.8054 | -22646.2508 | -25835.4833 | -28135.8535
21 | -2507.0347 | -2306.5723 | -453.9191 | 787.8729 | -34601.1121 | -34368.4128 | -36849.3605 | -38753.9189 | -23481.208 | -23850.0336 | -26072.3802 | -27724.6685
22 | -2626.1209 | -2417.2101 | -493.3713 | 772.1867 | -37227.233 | -36785.6229 | -37342.7318 | -37981.7321 | -24811.8418 | -25074.814 | -26322.3674 | -27333.4079
23 | -2751.0875 | -2533.3546 | -534.9976 | 755.4615 | -39978.3205 | -39318.9775 | -37877.7294 | -37226.2706 | -26165.1945 | -26321.0566 | -26585.5508 | -26961.7709
24 | -2882.2302 | -2655.2848 | -578.9141 | 737.6424 | -42860.5507 | -41974.2623 | -38456.6435 | -36488.6282 | -27541.7637 | -27589.2354 | -26862.0434 | -26609.4688
25 | -3019.8595 | -2783.2935 | -625.2428 | 718.6719 | -45880.4102 | -44757.5559 | -39081.8862 | -35769.9563 | -28942.0567 | -28879.834 | -27151.9651 | -26276.2244
26 | -3164.302 | -2917.6889 | -674.1123 | 698.4892 | -49044.7122 | -47675.2448 | -39755.9985 | -35071.4671 | -30366.5908 | -30193.3456 | -27455.4431 | -25961.7722
27 | -3315.9004 | -3058.7946 | -725.6581 | 677.0304 | -52360.6126 | -50734.0394 | -40481.6566 | -34394.4367 | -31815.8938 | -31530.2736 | -27772.6114 | -25665.858
28 | -3475.0152 | -3206.9507 | -780.0229 | 654.2284 | -55835.6278 | -53940.9901 | -41261.6795 | -33740.2083 | -33290.5038 | -32891.1315 | -28103.6113 | -25388.2385
29 | -3642.0249 | -3362.515 | -837.3569 | 630.0123 | -59477.6527 | -57303.5051 | -42099.0364 | -33110.196 | -34790.9699 | -34276.4431 | -28448.5912 | -25128.6818
30 | -3817.3274 | -4468.2382 | -7228.6182 | -10656.4922 | -63294.9801 | -61771.7433 | -49327.6546 | -43766.6882 | -36317.8518 | -36063.681 | -31339.9456 | -29391.1417
31 | -4001.3406 | -3701.3902 | -961.5736 | 577.0363 | -67296.3208 | -65473.1335 | -50289.2282 | -43189.6519 | -37871.7205 | -37501.0679 | -31713.3602 | -29167.0571
32 | -4194.5038 | -3881.5114 | -1028.7984 | 548.1153 | -71490.8245 | -69354.6449 | -51318.0266 | -42641.5366 | -39453.1585 | -38964.4995 | -32101.2442 | -28960.4032
33 | -4397.2783 | -4070.663 | -1099.6774 | 517.4581 | -75888.1028 | -73425.308 | -52417.704 | -42124.0786 | -41062.7598 | -40454.545 | -32503.7755 | -28770.9904
34 | -4610.1491 | -4269.3038 | -1174.4052 | 484.973 | -80498.2519 | -77694.6118 | -53592.1092 | -41639.1055 | -42701.1303 | -41971.7847 | -32921.1396 | -28598.639
35 | -4833.6258 | -4477.9157 | -1253.1867 | 450.5639 | -85331.8778 | -82172.5275 | -54845.2959 | -41188.5416 | -44368.8879 | -43516.8108 | -33353.5297 | -28443.1798
36 | -5068.2437 | -4697.0055 | -1336.2377 | 414.1295 | -90400.1214 | -86869.5329 | -56181.5336 | -40774.4121 | -46066.6631 | -45090.2275 | -33801.1465 | -28304.4535
37 | -5314.5653 | -4927.1057 | -1423.7855 | 375.5631 | -95714.6868 | -91796.6387 | -57605.3191 | -40398.849 | -47795.0987 | -46692.6511 | -34264.1988 | -28182.3106
38 | -5573.1819 | -5168.7762 | -1516.0692 | 334.7524 | -101287.8687 | -96965.4148 | -59121.3883 | -40064.0965 | -49554.8507 | -48324.7105 | -34742.903 | -28076.6113
39 | -5844.7145 | -5422.6052 | -1613.3408 | 291.5793 | -107132.5832 | -102388.0201 | -60734.7291 | -39772.5172 | -51346.5879 | -49987.0473 | -35237.4837 | -27987.2257
40 | -6129.8159 | -5656.86 | -1084.6023 | 1153.6449 | -113262.3991 | -108044.88 | -61819.3314 | -38618.8723 | -53170.9927 | -51670.6872 | -35560.2917 | -27643.8686