## Constants
SYSTEM REQUIREMENTS
Daily average demand | 22.7 | kWh per day
Available Roofspace | 10 | m^2 |  |  | Mounting configuration angles
Roof pitch | 35 | deg |  |  | Angle | Performance decrease
[5 empty] | 90 | 0%
Adjustable angle |  |  |  |  | 53 | 0.8%
[5 empty] | 45 | 1.7%
Rule of thumb energy density | 12 | W per sqft |  |  | 35 | 3%
[5 empty] | 27 | 4%
Performance degration | 0.5% | per year |  |  | 18 | 4.7%
Failure rate | 0.05% | per year | Usually solar warranty of 25 years (free replacement til then) |  | 14 | 4.5%
| 400 | years
Soiling and Cleaning
[5 empty] | Cleaning frequency | Performance decrease
[5 empty] | Annual | 2% |  | <- we can model it linearly at 2% per year
[5 empty] | Average | 5% |  | <- clean every 1 year or 5 years
[5 empty] | Significant | 10%
Prime rate | 3% | https://ycharts.com/indicators/canada_prime_rate_monthly |  |  | Cleaning cost | 10 | per m^2
Inflation Rate | 2%
ATCF Nominal MARR | 3%
| Accounting for inflation rate and other factors |  |  |  | Cost of installation breakdown | [5 empty] | 10000 | 4kW | 3000 | per kW
Tax rate | 10% | https://www.canada.ca/en/revenue-agency/services/tax/businesses/topics/corporations/corporation-tax-rates.html | https://en.wikipedia.org/wiki/Canada_small_business_tax_rate |  | https://kubyenergy.ca/blog/the-cost-of-solar-panels | [5 empty] | 16000 | 6kW
Sales Tax | 5% |  |  |  | PV panels | 35% |  |  |  |  | 46000 | 16kW
[5 empty] | Inverters | 20%
Solar technician sallary | 24 | per hour | https://ca.indeed.com/Solar-Technician-jobs-in-Ontario?vjk=37ca25b9096f3721 |  | Racking & Electrical | 23%
|  |  | https://work.chron.com/pay-scale-solar-energy-technician-19567.html |  | Engineering/Design | 4%
[5 empty] | Permitting | 2%
[5 empty] | Labour | 16%
Dollar per watt | https://kubyenergy.ca/blog/solar-glossary | https://www.bchydro.com/news/conservation/2016/sell-electricity-at-your-home.html |  | Dollar per watt linear model
Capacity | Cost | Model Cost |  | Capacity | Cost | Cost (extra conserv.) | Cost |  | System W | 5 | kW
[kW] | [$/kW] | [$/kW] |  | [kW] | [$/kW] | [$/kW] | [$] |  | Fixed Cost | 4120
1 |  | 5.8 |  | 2 | 4 | 0.75 | 9500 |  | Variable cost | 2900 | /kW
2 | 4 | 4.2 |  | 4 | 3.25 | 0.75 | 16000 |  |  | 14500
4 | 3.25 | 3.1333 |  | 6 | 2.85 | 0.75 | 21600 |  | Total | 18620
6 | 2.85 | 2.7231 |  | 8 | 2.75 | 0.75 | 28000
8 | 2.75 | 2.5059 |  | 10 | 2.5 | 0.75 | 32500
10 | 2.5 | 2.3714
Allowed loan terms |  | Loan interest
5 | years | prime + 2%
10 | years | prime + 2%
15 | years | prime + 2%
Maintainance
Average annual cost | 100 | /10 kW
| 0.01 | / W

## Configurations
A
DIY
Parts List
Part | Qty. | Cost ea. | Cost | CCA class | Depreciation | Salvage | Replacement Period | Specifications
PV panels | 4 | 238 | 952 | 43 | 30% | 30 | R/A | 100 | W/panel
Charge controller | 1 | 150 | 150 | 43 | 30% | 0 | 10
Inverter | 1 | 539.5 | 539.5 | 43 | 30% | 0 | 10 | 1800 | W
Battery | 8 | 26 | 208 | 43 | 30% | 0 | 10 | 96 | Wh/battery
Installation
Installation time | 4 | hours
Taxed Cost
PV Panels | 999.6
Other Parts | 942.375 | replaced every | 10 | years
Installation | 96
Total | 2037.975
Performance
Capacity | 400 | W
B
Medium setup
Capacity | 5 | kW
Fixed cost | 4120
Variable cost | 14500 |  | Loan Payment
Total install cost | 18620 |  | 5 year | 3261.3641
Rebate | 4500 |  | 15 year | 1360.3531
Type | Fraction of cost | Cost | CCA | CCA rate | Replacement
PV panels | 35% | 6517 | 43 | 30%
Inverters | 20% | 3724 | 43 | 30% | 10 | years
Mechanical | 9% | 1675.8 | 17 | 10%
Electrical | 14% | 2606.8 | 8 | 20% | 10 | years
Engineering/Design | 4% | 744.8 | N/A | N/A
Permitting | 2% | 372.4 | N/A | N/A
Labour | 16% | 2979.2 | N/A | N/A
| UCC account 1 | UCC account 2 | UCC account 3
Cost basis | 10241 | 1675.8 | 2606.8
Depreciation | 30% | 10% | 20%
C
Large setup
Capacity | 10 | kW
Fixed cost | 4120
Variable cost | 29000 |  | Loan Payment
Total install cost | 33120 |  | 5 year | 5571.1121
Rebate | 9000 |  | 15 year | 2323.776
Type | Fraction of cost | Cost | CCA | CCA rate | Replacement
PV panels | 35% | 11592 | 43 | 30%
Inverters | 20% | 6624 | 43 | 30% | 10 | years
Mechanical | 9% | 2980.8 | 17 | 10%
Electrical | 14% | 4636.8 | 8 | 20% | 10 | years
Engineering/Design | 4% | 1324.8 | N/A | N/A
Permitting | 2% | 662.4 | N/A | N/A
Labour | 16% | 5299.2 | N/A | N/A
| UCC account 1 | UCC account 2 | UCC account 3
Cost basis | 18216 | 2980.8 | 4636.8
Depreciation | 30% | 10% | 20%
Note on H6: Muchen He: https://ases.conference-services.net/resources/252/2859/pdf/SOLAR2012_0783_full%20paper.pdf
Note on I7: Muchen He: https://www.solarpaneltalk.com/forum/solar-power-lighting/solar-lighting-for-homes-and-gardens/14683-lifespan-of-solar-charger-solar-controller-and-battery-agm-sla

## Grid Power
| Electricity Cost | [9 empty] | Peak Probability |  |  | Sources:
| Year | Off-peak | Mid-peak | On-peak | Electricity | Transmission | Distribution | Admin Fees | Total | Buyback | Off-peak | 50% |  | https://www.oeb.ca/rates-and-your-bill/electricity-rates/historical-electricity-rates
|  | [$/kWh] | [$/kWh] | [$/kWh] | [$/kWh] | [$/kWh] | [$/kWh] | [$/kWh] | [$/kWh] | [$/kWh] | Mid-peak | 25% |  | https://www.powerstream.ca/customers/rates-support-programs/time-of-use-pricing.html
Historical | 2006 | 0.035 | 0.075 | 0.105 | 0.0625 | no data |  |  |  | no data | On-peak | 25% |  | https://www.aeso.ca/assets/Uploads/TRP-Factsheet-2018.pdf
| 2007 | 0.032 | 0.072 | 0.092 | 0.057 | [8 empty] | https://www.bchydro.com/news/conservation/2016/sell-electricity-at-your-home.html
| 2008 | 0.027 | 0.073 | 0.093 | 0.055 | [5 empty] | Relative Costs
| 2009 | 0.042 | 0.076 | 0.091 | 0.06275 | [5 empty] | Transmission | 16.8%
| 2010 | 0.053 | 0.08 | 0.099 | 0.07125 | [5 empty] | Distribution | 13%
| 2011 | 0.059 | 0.089 | 0.107 | 0.0785 | [5 empty] | Admin | 5%
| 2012 | 0.065 | 0.1 | 0.117 | 0.08675
| 2013 | 0.067 | 0.104 | 0.124 | 0.0905 | [5 empty] | Cost Increase
| 2014 | 0.075 | 0.112 | 0.135 | 0.09925 | [5 empty] | Electricity Increase | 5.1% | per year
| 2015 | 0.08 | 0.122 | 0.161 | 0.11075 | [5 empty] | Transmission Increase | 2.2% | per year
| 2016 | 0.087 | 0.132 | 0.18 | 0.1215 |  |  |  |  | 0.099
| 2017 | 0.077 | 0.113 | 0.157 | 0.106 |  |  |  |  | 0.09999 | Buy back incrase rate | 1% | per year
| 2018 | 0.065 | 0.094 | 0.132 | 0.089 | 0.014952 | 0.008125 | 0.00445 | 0.11653 | 0.10099
Projected | 2019 | 0.068315 | 0.098794 | 0.13873 | 0.093539 | 0.015281 | 0.0083038 | 0.004677 | 0.1218 | 0.102
| 2020 | 0.071799 | 0.10383 | 0.14581 | 0.098309 | 0.015617 | 0.0084864 | 0.0049155 | 0.12733 | 0.10302
| 2021 | 0.075461 | 0.10913 | 0.15324 | 0.10332 | 0.015961 | 0.0086731 | 0.0051662 | 0.13312 | 0.10405
| 2022 | 0.079309 | 0.11469 | 0.16106 | 0.10859 | 0.016312 | 0.0088639 | 0.0054296 | 0.1392 | 0.10509
| 2023 | 0.083354 | 0.12054 | 0.16927 | 0.11413 | 0.016671 | 0.0090589 | 0.0057065 | 0.14557 | 0.10614
| 2024 | 0.087605 | 0.12669 | 0.17791 | 0.11995 | 0.017037 | 0.0092582 | 0.0059976 | 0.15224 | 0.1072
| 2025 | 0.092073 | 0.13315 | 0.18698 | 0.12607 | 0.017412 | 0.0094619 | 0.0063035 | 0.15925 | 0.10827
| 2026 | 0.096769 | 0.13994 | 0.19651 | 0.1325 | 0.017795 | 0.0096701 | 0.0066249 | 0.16659 | 0.10936
| 2027 | 0.1017 | 0.14708 | 0.20654 | 0.13926 | 0.018187 | 0.0098828 | 0.0069628 | 0.17429 | 0.11045
| 2028 | 0.10689 | 0.15458 | 0.21707 | 0.14636 | 0.018587 | 0.0101 | 0.0073179 | 0.18236 | 0.11156
| 2029 | 0.11234 | 0.16246 | 0.22814 | 0.15382 | 0.018996 | 0.010322 | 0.0076911 | 0.19083 | 0.11267
| 2030 | 0.11807 | 0.17075 | 0.23978 | 0.16167 | 0.019414 | 0.01055 | 0.0080834 | 0.19971 | 0.1138
| 2031 | 0.12409 | 0.17946 | 0.25201 | 0.16991 | 0.019841 | 0.010782 | 0.0084956 | 0.20903 | 0.11494
| 2032 | 0.13042 | 0.18861 | 0.26486 | 0.17858 | 0.020277 | 0.011019 | 0.0089289 | 0.2188 | 0.11609
| 2033 | 0.13707 | 0.19823 | 0.27837 | 0.18769 | 0.020723 | 0.011261 | 0.0093843 | 0.22905 | 0.11725
| 2034 | 0.14406 | 0.20834 | 0.29256 | 0.19726 | 0.021179 | 0.011509 | 0.0098629 | 0.23981 | 0.11842
| 2035 | 0.15141 | 0.21896 | 0.30748 | 0.20732 | 0.021645 | 0.011762 | 0.010366 | 0.25109 | 0.1196
| 2036 | 0.15913 | 0.23013 | 0.32316 | 0.21789 | 0.022122 | 0.012021 | 0.010895 | 0.26293 | 0.1208
| 2037 | 0.16725 | 0.24187 | 0.33965 | 0.229 | 0.022608 | 0.012285 | 0.01145 | 0.27535 | 0.12201
| 2038 | 0.17578 | 0.2542 | 0.35697 | 0.24068 | 0.023106 | 0.012556 | 0.012034 | 0.28838 | 0.12323
| 2039 | 0.18474 | 0.26717 | 0.37517 | 0.25296 | 0.023614 | 0.012832 | 0.012648 | 0.30205 | 0.12446
| 2040 | 0.19417 | 0.28079 | 0.39431 | 0.26586 | 0.024133 | 0.013114 | 0.013293 | 0.3164 | 0.1257
| 2041 | 0.20407 | 0.29511 | 0.41442 | 0.27942 | 0.024664 | 0.013403 | 0.013971 | 0.33145 | 0.12696
| 2042 | 0.21448 | 0.31017 | 0.43555 | 0.29367 | 0.025207 | 0.013698 | 0.014683 | 0.34725 | 0.12823
| 2043 | 0.22541 | 0.32598 | 0.45776 | 0.30864 | 0.025762 | 0.013999 | 0.015432 | 0.36384 | 0.12951
| 2044 | 0.23691 | 0.34261 | 0.48111 | 0.32438 | 0.026328 | 0.014307 | 0.016219 | 0.38124 | 0.13081
| 2045 | 0.24899 | 0.36008 | 0.50565 | 0.34093 | 0.026908 | 0.014622 | 0.017046 | 0.3995 | 0.13212
| 2046 | 0.26169 | 0.37845 | 0.53143 | 0.35832 | 0.027499 | 0.014943 | 0.017916 | 0.41867 | 0.13344
| 2047 | 0.27504 | 0.39775 | 0.55854 | 0.37659 | 0.028104 | 0.015272 | 0.018829 | 0.4388 | 0.13477
| 2048 | 0.28906 | 0.41803 | 0.58702 | 0.3958 | 0.028723 | 0.015608 | 0.01979 | 0.45992 | 0.13612
| 2049 | 0.30381 | 0.43935 | 0.61696 | 0.41598 | 0.029355 | 0.015951 | 0.020799 | 0.48209 | 0.13748
| 2050 | 0.3193 | 0.46176 | 0.64843 | 0.4372 | 0.03 | 0.016302 | 0.02186 | 0.50536 | 0.13886
| 2051 | 0.33559 | 0.48531 | 0.6815 | 0.45949 | 0.03066 | 0.016661 | 0.022975 | 0.52979 | 0.14024
| 2052 | 0.3527 | 0.51006 | 0.71625 | 0.48293 | 0.031335 | 0.017028 | 0.024146 | 0.55544 | 0.14165
| 2053 | 0.37069 | 0.53607 | 0.75278 | 0.50756 | 0.032024 | 0.017402 | 0.025378 | 0.58236 | 0.14306
| 2054 | 0.38959 | 0.56341 | 0.79117 | 0.53344 | 0.032729 | 0.017785 | 0.026672 | 0.61063 | 0.14449
| 2055 | 0.40946 | 0.59215 | 0.83152 | 0.56065 | 0.033449 | 0.018176 | 0.028032 | 0.64031 | 0.14594
| 2056 | 0.43034 | 0.62234 | 0.87393 | 0.58924 | 0.034185 | 0.018576 | 0.029462 | 0.67146 | 0.1474
| 2057 | 0.45229 | 0.65408 | 0.9185 | 0.61929 | 0.034937 | 0.018985 | 0.030965 | 0.70418 | 0.14887
| 2058 | 0.47536 | 0.68744 | 0.96535 | 0.65088 | 0.035706 | 0.019403 | 0.032544 | 0.73853 | 0.15036

## Weather
Sunny | 50.3% | of daylight
Cloudy | 25% | of daylight
Overcast | 24.7% | of daylight
Month | Daylight | Sunlight | Cloudy | Overcast | Effective | Correction Factor | Corrected
| [hours] | [hours] | [hours] | [hours] | [hours] |  | [hours]
1 | 219.15 | 110.2325 | 54.7875 | 54.1301 | 134.6238 | 25.29% | 34.0529
2 | 238.72 | 120.0762 | 59.68 | 58.9638 | 146.6457 | 35.13% | 51.5165
3 | 292.2 | 146.9766 | 73.05 | 72.1734 | 179.4985 | 52.16% | 93.6351
4 | 365.25 | 183.7208 | 91.3125 | 90.2168 | 224.3731 | 71.84% | 161.1787
5 | 438.3 | 220.4649 | 109.575 | 108.2601 | 269.2477 | 88.87% | 239.2806
6 | 491.78 | 247.3653 | 122.945 | 121.4697 | 302.1005 | 98.71% | 298.1888
7 | 511.35 | 257.209 | 127.8375 | 126.3034 | 314.1223 | 98.71% | 310.055
8 | 491.78 | 247.3653 | 122.945 | 121.4697 | 302.1005 | 88.87% | 268.4768
9 | 438.3 | 220.4649 | 109.575 | 108.2601 | 269.2477 | 71.84% | 193.4144
10 | 365.25 | 183.7208 | 91.3125 | 90.2168 | 224.3731 | 52.16% | 117.0439
11 | 292.2 | 146.9766 | 73.05 | 72.1734 | 179.4985 | 35.13% | 63.0577
12 | 238.72 | 120.0762 | 59.68 | 58.9638 | 146.6457 | 25.29% | 37.0938
Solar Performance |  | 85% | 50% | 25%
[8 empty] | actual | desired | result
[8 empty] | 0.42857 | 0.114 | 0.10983

## Consumption
Yearly Aveage | 8300 | kWh
Fluctuation | 10%
Monthly Fluct. | 69.1667 | kWh
Monthly Offset | 691.67 | kWh
Consumption
Month | Uniform | Model
1 | 691.6667 | 751.5701
2 | 691.6667 | 726.2533
3 | 691.6667 | 691.67
4 | 691.6667 | 657.0867
5 | 691.6667 | 631.7699
6 | 691.6667 | 622.5033
7 | 691.6667 | 631.7699
8 | 691.6667 | 657.0867
9 | 691.6667 | 691.67
10 | 691.6667 | 726.2533
11 | 691.6667 | 751.5701
12 | 691.6667 | 760.8367
Yearly | 8300 | 8300.04 | kWh

## Incentives
Government Incentives to reward renewable energy
Installation rebates
Alberta | 0.75 | per W | Lesser of: | 30% | of installation or | 10000
Edmonton | 0.15 | per W
Power payback | 0.08 | per kW

## Analysis (Nothing)
Year | Usage | Energy cost | Energy Cost |  |  | NPV |  | https://callmepower.ca/en/ab/electricity/cost/averages-house-apartment-condo
| [kWh] | [$] | [$ nominal] | Period | [$] | [$ nominal]
0 | 0 | 0 | 0 | 5 years | 5057.566 | 4764.8942 | In losses
1 | 8300.04 | 1010.9502 | 991.1277 | 20 years | 22837.9896 | 18478.4102 | In losses
2 | 8300.04 | 1056.8318 | 1015.7937 | 40 years | 54766.1225 | 35844.1903 | In losses
3 | 8300.04 | 1104.9285 | 1041.1988
4 | 8300.04 | 1155.3504 | 1067.3652 | EAUC
5 | 8300.04 | 1208.2135 | 1094.3162 | Period | [$ nominal]
6 | 8300.04 | 1263.6392 | 1122.0755 | 5 years | 1040.4364
7 | 8300.04 | 1321.7554 | 1150.6676 | 20 years | 1242.0394
8 | 8300.04 | 1382.6963 | 1180.118 | 40 years | 1550.7049
9 | 8300.04 | 1446.6028 | 1210.4525
10 | 8300.04 | 1513.6232 | 1241.6982
11 | 8300.04 | 1583.9129 | 1273.8826
12 | 8300.04 | 1657.6355 | 1307.0343
13 | 8300.04 | 1734.9627 | 1341.1826
14 | 8300.04 | 1816.0749 | 1376.3578
15 | 8300.04 | 1901.1617 | 1412.5912
16 | 8300.04 | 1990.4222 | 1449.9147
17 | 8300.04 | 2084.0656 | 1488.3616
18 | 8300.04 | 2182.3117 | 1527.966
19 | 8300.04 | 2285.3915 | 1568.763
20 | 8300.04 | 2393.5475 | 1610.7888
21 | 8300.04 | 2507.0347 | 1654.0809
22 | 8300.04 | 2626.1209 | 1698.6775
23 | 8300.04 | 2751.0875 | 1744.6184
24 | 8300.04 | 2882.2302 | 1791.9444
25 | 8300.04 | 3019.8595 | 1840.6976
26 | 8300.04 | 3164.302 | 1890.9213
27 | 8300.04 | 3315.9004 | 1942.6602
28 | 8300.04 | 3475.0152 | 1995.9603
29 | 8300.04 | 3642.0249 | 2050.8691
30 | 8300.04 | 3817.3274 | 2107.4353
31 | 8300.04 | 4001.3406 | 2165.7095
32 | 8300.04 | 4194.5038 | 2225.7434
33 | 8300.04 | 4397.2783 | 2287.5905
34 | 8300.04 | 4610.1491 | 2351.3059
35 | 8300.04 | 4833.6258 | 2416.9464
36 | 8300.04 | 5068.2437 | 2484.5704
37 | 8300.04 | 5314.5653 | 2554.2382
38 | 8300.04 | 5573.1819 | 2626.0119
39 | 8300.04 | 5844.7145 | 2699.9555
40 | 8300.04 | 6129.8159 | 2776.1349

## Analysis (A)
A
One Year Power Estimate |  |  | 5 Year Analysis
Month | Generated |  | Year | Power |  |  | Cost |  |  |  | Benefits |  |  | Tax and Depreciation | [6 empty] | Net |  | Real IRR | -15.75%
1 | 13212.5087 | Wh |  | Solar efficiency | Solar | Grid | Power Cost | Installation | Maintainance | Replacement | Rebate | Buyback | Salvage | Cashflow | Relative Benefit | UCC Change | CCA | Book Val. | Taxable Income | Tax | Net Saved | Net Saved | Nominal IRR | -17.4%
2 | 19988.4208 | Wh |  |  | [kWh] | [kWh] | [$] | [$] | [$] | [$] | [$] | [$] | [$] | [$] | [$] | [$] | [$] | [$] | [$] | [$] | [$] | [$ nominal] | NPV Savings | -998.4909
3 | 36330.438 | Wh | 0 | 100% | 0 | 0 | 0 | 2037.975 | 4 | 0 | 360 | 0 | 0 | -1681.975 | -1681.975 | 1018.9875 | 0 | 1018.9875 | 0 | 0 | -1681.975 | -1681.975 | EUAB | -218.025
4 | 62537.3263 | Wh | 1 | 99.5% | 706.2839 | 7593.7161 | 924.9195 | 0 | 4.08 | 0 | 0 | 0 | 0 | -928.9995 | 81.9507 | 1018.9875 | 305.6962 | 1732.2787 | 0 | 0 | 81.9507 | 80.3438
5 | 92840.864 | Wh | 2 | 99% | 702.6801 | 7597.3199 | 967.3555 | 0 | 4.1616 | 0 | 0 | 0 | 0 | -971.5171 | 85.3147 | 0 | 519.6836 | 1212.5951 | 0 | 0 | 85.3147 | 82.0018
6 | 115697.2548 | Wh | 3 | 98.51% | 699.0942 | 7600.9058 | 1011.8574 | 0 | 4.2448 | 0 | 0 | 0 | 0 | -1016.1023 | 88.8262 | 0 | 363.7785 | 848.8166 | 0 | 0 | 88.8262 | 83.7029
7 | 120301.3365 | Wh | 4 | 98.01% | 695.5263 | 7604.4737 | 1058.5289 | 0 | 4.3297 | 0 | 0 | 0 | 0 | -1062.8586 | 92.4918 | 0 | 254.645 | 594.1716 | 0 | 0 | 92.4918 | 85.4482
8 | 104169.0169 | Wh | 5 | 97.52% | 691.9763 | 7608.0237 | 1107.4786 | 0 | 4.4163 | 0 | 0 | 0 | 418.1283 | -693.7667 | 514.4468 | 2.2082 | 178.2515 | 418.1283 | 336.1953 | 33.6195 | 480.8273 | 435.5001
9 | 75044.7915 | Wh
10 | 45413.0476 | Wh | 20 Year Analysis
11 | 24466.3897 | Wh | Year | Power |  |  | Cost |  |  |  | Benefits |  |  | Tax and Depreciation | [6 empty] | Net |  | Real IRR | -1.114%
12 | 14392.38 | Wh |  | Solar efficiency | Solar | Grid | Power Cost | Installation | Maintainance | Replacement | Rebate | Buyback | Salvage | Cashflow | Relative Benefit | UCC Change | CCA | Book Val. | Taxable Income | Tax | Net Saved | Net Saved | Nominal IRR | -3.053%
Total | 724.3938 | kWh |  |  | [kWh] | [kWh] | [$] | [$] | [$] | [$] | [$] | [$] | [$] | [$] | [$] | [$] | [$] | [$] | [$] | [$] | [$] | [$ nominal] | NPV Savings | -860.1703
|  |  | 0 | 100% | 0 | 0 | 0 | 2037.975 | 4 | 0 | 360 | 0 | 0 | -1681.975 | -1681.975 | 1018.9875 | 0 | 1018.9875 | 0 | 0 | -1681.975 | -1681.975 | EUAB | -187.8221
|  |  | 1 | 99.5% | 706.2839 | 7593.7161 | 924.9195 | 0 | 4.08 | 0 | 0 | 0 | 0 | -928.9995 | 81.9507 | 1018.9875 | 305.6962 | 1732.2787 | 0 | 0 | 81.9507 | 80.3438
|  |  | 2 | 99% | 702.6801 | 7597.3199 | 967.3555 | 0 | 4.1616 | 0 | 0 | 0 | 0 | -971.5171 | 85.3147 | 0 | 519.6836 | 1212.5951 | 0 | 0 | 85.3147 | 82.0018
|  |  | 3 | 98.51% | 699.0942 | 7600.9058 | 1011.8574 | 0 | 4.2448 | 0 | 0 | 0 | 0 | -1016.1023 | 88.8262 | 0 | 363.7785 | 848.8166 | 0 | 0 | 88.8262 | 83.7029
|  |  | 4 | 98.01% | 695.5263 | 7604.4737 | 1058.5289 | 0 | 4.3297 | 0 | 0 | 0 | 0 | -1062.8586 | 92.4918 | 0 | 254.645 | 594.1716 | 0 | 0 | 92.4918 | 85.4482
|  |  | 5 | 97.52% | 691.9763 | 7608.0237 | 1107.4786 | 0 | 4.4163 | 0 | 0 | 0 | 0 | -1111.8949 | 96.3185 | 2.2082 | 178.2515 | 418.1283 | 0 | 0 | 96.3185 | 87.2387
|  |  | 6 | 97.04% | 688.4439 | 7611.5561 | 1158.821 | 0 | 4.5046 | 0 | 0 | 0 | 0 | -1163.3257 | 100.3136 | 2.2523 | 125.4385 | 294.9421 | 0 | 0 | 100.3136 | 89.0756
|  |  | 7 | 96.55% | 684.9293 | 7615.0707 | 1212.6762 | 0 | 4.5947 | 0 | 0 | 0 | 0 | -1217.2709 | 104.4845 | 2.2974 | 88.4826 | 208.7569 | 16.0018 | 1.6002 | 102.8843 | 89.567
|  |  | 8 | 96.07% | 681.4322 | 7618.5678 | 1269.1704 | 0 | 4.6866 | 0 | 0 | 0 | 0 | -1273.8571 | 108.8392 | 2.3433 | 62.6271 | 148.4731 | 46.2121 | 4.6212 | 104.218 | 88.9491
|  |  | 9 | 95.59% | 677.9526 | 7622.0474 | 1328.4364 | 0 | 4.7804 | 0 | 0 | 0 | 0 | -1333.2168 | 113.386 | 2.3902 | 44.5419 | 106.3214 | 68.8441 | 6.8844 | 106.5016 | 89.1158
|  |  | 10 | 95.11% | 674.4904 | 7625.5096 | 1390.6135 | 0 | 4.876 | 942.375 | 0 | 0 | 0 | -2337.8645 | -824.2414 | 471.1875 | 31.8964 | 545.6125 | 0 | 0 | -824.2414 | -676.165
|  |  | 11 | 94.64% | 671.0455 | 7628.9545 | 1455.8483 | 0 | 4.9735 | 0 | 0 | 0 | 0 | -1460.8218 | 123.0911 | 2.4867 | 163.6837 | 384.4155 | 0 | 0 | 123.0911 | 98.9976
|  |  | 12 | 94.16% | 667.6178 | 7632.3822 | 1524.2948 | 0 | 5.073 | 0 | 0 | 0 | 0 | -1529.3677 | 128.2678 | 2.5365 | 115.3246 | 271.6273 | 12.9431 | 1.2943 | 126.9734 | 100.1177
|  |  | 13 | 93.69% | 664.2073 | 7635.7927 | 1596.1147 | 0 | 5.1744 | 0 | 0 | 0 | 0 | -1601.2891 | 133.6736 | 2.5872 | 81.4882 | 192.7263 | 52.1854 | 5.2185 | 128.4551 | 99.2999
|  |  | 14 | 93.22% | 660.8138 | 7639.1862 | 1671.478 | 0 | 5.2779 | 0 | 0 | 0 | 0 | -1676.7559 | 139.319 | 2.639 | 57.8179 | 137.5474 | 81.5011 | 8.1501 | 131.1689 | 99.4096
|  |  | 15 | 92.76% | 657.4373 | 7642.5627 | 1750.5636 | 0 | 5.3835 | 0 | 0 | 0 | 0 | -1755.947 | 145.2147 | 2.6917 | 41.2642 | 98.9749 | 103.9505 | 10.395 | 134.8196 | 100.173
|  |  | 16 | 92.29% | 654.0777 | 7645.9223 | 1833.5591 | 0 | 5.4911 | 0 | 0 | 0 | 0 | -1839.0502 | 151.372 | 2.7456 | 29.6925 | 72.028 | 121.6795 | 12.168 | 139.204 | 101.4026
|  |  | 17 | 91.83% | 650.7349 | 7649.2651 | 1920.6619 | 0 | 5.601 | 0 | 0 | 0 | 0 | -1926.2628 | 157.8028 | 2.8005 | 21.6084 | 53.2201 | 136.1944 | 13.6194 | 144.1833 | 102.9703
|  |  | 18 | 91.37% | 647.4087 | 7652.5913 | 2012.0794 | 0 | 5.713 | 0 | 0 | 0 | 0 | -2017.7924 | 164.5193 | 2.8565 | 15.966 | 40.1106 | 148.5533 | 14.8553 | 149.664 | 104.7886
|  |  | 19 | 90.92% | 644.0993 | 7655.9007 | 2108.0296 | 0 | 5.8272 | 0 | 0 | 0 | 0 | -2113.8569 | 171.5346 | 2.9136 | 12.0332 | 30.991 | 159.5014 | 15.9501 | 155.5845 | 106.798
|  |  | 20 | 90.46% | 640.8063 | 7659.1937 | 2208.7416 | 0 | 5.9438 | 0 | 0 | 0 | 24.6656 | -2190.0198 | 203.5277 | 2.9719 | 9.2973 | 24.6656 | 194.2304 | 19.423 | 184.1046 | 123.8971
40 Year Analysis
|  |  | Year | Power |  |  | Cost |  |  |  | Benefits |  |  | Tax and Depreciation | [6 empty] | Net |  | Real IRR | 5.38%
|  |  |  | Solar efficiency | Solar | Grid | Power Cost | Installation | Maintainance | Replacement | Rebate | Buyback | Salvage | Cashflow | Relative Benefit | UCC Change | CCA | Book Val. | Taxable Income | Tax | Net Saved | Net Saved | Nominal IRR | 3.314%
[5 empty] | [kWh] | [kWh] | [$] | [$] | [$] | [$] | [$] | [$] | [$] | [$] | [$] | [$] | [$] | [$] | [$] | [$] | [$] | [$ nominal] | NPV Savings | 108.5054
|  |  | 0 | 100% | 0 | 0 | 0 | 2037.975 | 4 | 0 | 360 | 0 | 0 | -1681.975 | -1681.975 | 1018.9875 | 0 | 1018.9875 | 0 | 0 | -1681.975 | -1681.975 | EUAB | 23.6926
|  |  | 1 | 99.5% | 706.2839 | 7593.7161 | 924.9195 | 0 | 4.08 | 0 | 0 | 0 | 0 | -928.9995 | 81.9507 | 1018.9875 | 305.6962 | 1732.2787 | 0 | 0 | 81.9507 | 80.3438
|  |  | 2 | 99% | 702.6801 | 7597.3199 | 967.3555 | 0 | 4.1616 | 0 | 0 | 0 | 0 | -971.5171 | 85.3147 | 0 | 519.6836 | 1212.5951 | 0 | 0 | 85.3147 | 82.0018
|  |  | 3 | 98.51% | 699.0942 | 7600.9058 | 1011.8574 | 0 | 4.2448 | 0 | 0 | 0 | 0 | -1016.1023 | 88.8262 | 0 | 363.7785 | 848.8166 | 0 | 0 | 88.8262 | 83.7029
|  |  | 4 | 98.01% | 695.5263 | 7604.4737 | 1058.5289 | 0 | 4.3297 | 0 | 0 | 0 | 0 | -1062.8586 | 92.4918 | 0 | 254.645 | 594.1716 | 0 | 0 | 92.4918 | 85.4482
|  |  | 5 | 97.52% | 691.9763 | 7608.0237 | 1107.4786 | 0 | 4.4163 | 0 | 0 | 0 | 0 | -1111.8949 | 96.3185 | 2.2082 | 178.2515 | 418.1283 | 0 | 0 | 96.3185 | 87.2387
|  |  | 6 | 97.04% | 688.4439 | 7611.5561 | 1158.821 | 0 | 4.5046 | 0 | 0 | 0 | 0 | -1163.3257 | 100.3136 | 2.2523 | 125.4385 | 294.9421 | 0 | 0 | 100.3136 | 89.0756
|  |  | 7 | 96.55% | 684.9293 | 7615.0707 | 1212.6762 | 0 | 4.5947 | 0 | 0 | 0 | 0 | -1217.2709 | 104.4845 | 2.2974 | 88.4826 | 208.7569 | 16.0018 | 1.6002 | 102.8843 | 89.567
|  |  | 8 | 96.07% | 681.4322 | 7618.5678 | 1269.1704 | 0 | 4.6866 | 0 | 0 | 0 | 0 | -1273.8571 | 108.8392 | 2.3433 | 62.6271 | 148.4731 | 46.2121 | 4.6212 | 104.218 | 88.9491
|  |  | 9 | 95.59% | 677.9526 | 7622.0474 | 1328.4364 | 0 | 4.7804 | 0 | 0 | 0 | 0 | -1333.2168 | 113.386 | 2.3902 | 44.5419 | 106.3214 | 68.8441 | 6.8844 | 106.5016 | 89.1158
|  |  | 10 | 95.11% | 674.4904 | 7625.5096 | 1390.6135 | 0 | 4.876 | 942.375 | 0 | 0 | 0 | -2332.9885 | -819.3654 | 471.1875 | 31.8964 | 545.6125 | 0 | 0 | -819.3654 | -672.165
|  |  | 11 | 94.64% | 671.0455 | 7628.9545 | 1455.8483 | 0 | 4.9735 | 0 | 0 | 0 | 0 | -1455.8483 | 128.0646 | 471.1875 | 163.6837 | 853.1162 | 0 | 0 | 128.0646 | 102.9976
|  |  | 12 | 94.16% | 667.6178 | 7632.3822 | 1524.2948 | 0 | 5.073 | 0 | 0 | 0 | 0 | -1524.2948 | 133.3407 | 0 | 255.9349 | 597.1814 | 0 | 0 | 133.3407 | 105.1382
|  |  | 13 | 93.69% | 664.2073 | 7635.7927 | 1596.1147 | 0 | 5.1744 | 0 | 0 | 0 | 0 | -1596.1147 | 138.848 | 0 | 179.1544 | 418.0269 | 0 | 0 | 138.848 | 107.3341
|  |  | 14 | 93.22% | 660.8138 | 7639.1862 | 1671.478 | 0 | 5.2779 | 0 | 0 | 0 | 0 | -1671.478 | 144.5969 | 0 | 125.4081 | 292.6189 | 19.1888 | 1.9189 | 142.678 | 108.1321
|  |  | 15 | 92.76% | 657.4373 | 7642.5627 | 1750.5636 | 0 | 5.3835 | 0 | 0 | 0 | 0 | -1750.5636 | 150.5982 | 0 | 87.7857 | 204.8332 | 62.8125 | 6.2812 | 144.3169 | 107.2296
|  |  | 16 | 92.29% | 654.0777 | 7645.9223 | 1833.5591 | 0 | 5.4911 | 0 | 0 | 0 | 0 | -1833.5591 | 156.8631 | 0 | 61.45 | 143.3832 | 95.4132 | 9.5413 | 147.3218 | 107.316
|  |  | 17 | 91.83% | 650.7349 | 7649.2651 | 1920.6619 | 0 | 5.601 | 0 | 0 | 0 | 0 | -1920.6619 | 163.4037 | 0 | 43.015 | 100.3683 | 120.3888 | 12.0389 | 151.3649 | 108.0991
|  |  | 18 | 91.37% | 647.4087 | 7652.5913 | 2012.0794 | 0 | 5.713 | 0 | 0 | 0 | 0 | -2012.0794 | 170.2323 | 0 | 30.1105 | 70.2578 | 140.1218 | 14.0122 | 156.2201 | 109.379
|  |  | 19 | 90.92% | 644.0993 | 7655.9007 | 2108.0296 | 0 | 5.8272 | 0 | 0 | 0 | 0 | -2108.0296 | 177.3618 | 0 | 21.0773 | 49.1805 | 156.2845 | 15.6285 | 161.7334 | 111.0188
|  |  | 20 | 90.46% | 640.8063 | 7659.1937 | 2208.7416 | 0 | 5.9438 | 0 | 0 | 0 | 0 | -2208.7416 | 184.8059 | 0 | 14.7541 | 34.4263 | 170.0517 | 17.0052 | 167.8007 | 112.9251
|  |  | 21 | 90.01% | 637.5299 | 7662.4701 | 2314.4561 | 0 | 6.0627 | 0 | 0 | 0 | 0 | -2314.4561 | 192.5786 | 0 | 10.3279 | 24.0984 | 182.2507 | 18.2251 | 174.3535 | 115.0342
|  |  | 22 | 89.56% | 634.2698 | 7665.7302 | 2425.4262 | 0 | 6.1839 | 0 | 0 | 0 | 0 | -2425.4262 | 200.6947 | 0 | 7.2295 | 16.8689 | 193.4652 | 19.3465 | 181.3482 | 117.3031
|  |  | 23 | 89.11% | 631.026 | 7668.974 | 2541.9177 | 0 | 6.3076 | 0 | 0 | 0 | 0 | -2541.9177 | 209.1698 | 0 | 5.0607 | 11.8082 | 204.1091 | 20.4109 | 188.7589 | 119.7026
|  |  | 24 | 88.67% | 627.7984 | 7672.2016 | 2664.2102 | 0 | 6.4337 | 0 | 0 | 0 | 0 | -2664.2102 | 218.02 | 0 | 3.5425 | 8.2658 | 214.4775 | 21.4478 | 196.5723 | 122.2132
|  |  | 25 | 88.22% | 624.587 | 7675.413 | 2792.5973 | 0 | 6.5624 | 0 | 0 | 0 | 0 | -2792.5973 | 227.2622 | 0 | 2.4797 | 5.786 | 224.7825 | 22.4783 | 204.784 | 124.8222
|  |  | 26 | 87.78% | 621.3916 | 7678.6084 | 2927.3878 | 0 | 6.6937 | 0 | 0 | 0 | 0 | -2927.3878 | 236.9142 | 0 | 1.7358 | 4.0502 | 235.1784 | 23.5178 | 213.3963 | 127.5212
|  |  | 27 | 87.34% | 618.2122 | 7681.7878 | 3068.9061 | 0 | 6.8275 | 0 | 0 | 0 | 0 | -3068.9061 | 246.9943 | 0 | 1.2151 | 2.8352 | 245.7793 | 24.5779 | 222.4164 | 130.3053
|  |  | 28 | 86.91% | 615.0487 | 7684.9513 | 3217.4932 | 0 | 6.9641 | 0 | 0 | 0 | 0 | -3217.4932 | 257.522 | 0 | 0.85055 | 1.9846 | 256.6714 | 25.6671 | 231.8548 | 133.1715
|  |  | 29 | 86.47% | 611.901 | 7688.099 | 3373.5076 | 0 | 7.1034 | 0 | 0 | 0 | 0 | -3373.5076 | 268.5173 | 0 | 0.59538 | 1.3892 | 267.9219 | 26.7922 | 241.7251 | 136.1184
|  |  | 30 | 86.04% | 608.7691 | 7691.2309 | 3537.3259 | 0 | 7.2454 | 942.375 | 0 | 0 | 0 | -4479.7009 | -662.3735 | 471.1875 | 0.41677 | 472.16 | 0 | 0 | -662.3735 | -365.6771
|  |  | 31 | 85.61% | 605.6528 | 7694.3472 | 3709.3441 | 0 | 7.3904 | 0 | 0 | 0 | 0 | -3716.7344 | 284.6062 | 3.6952 | 141.648 | 334.2071 | 142.9582 | 14.2958 | 270.3104 | 146.3044
|  |  | 32 | 85.18% | 602.5521 | 7697.4479 | 3889.9781 | 0 | 7.5382 | 0 | 0 | 0 | 0 | -3897.5163 | 296.9875 | 3.7691 | 100.2621 | 237.7141 | 196.7253 | 19.6725 | 277.3149 | 147.1525
|  |  | 33 | 84.75% | 599.4669 | 7700.5331 | 4079.6655 | 0 | 7.6889 | 0 | 0 | 0 | 0 | -4087.3545 | 309.9238 | 3.8445 | 71.3142 | 170.2443 | 238.6096 | 23.861 | 286.0629 | 148.8181
|  |  | 34 | 84.33% | 596.3971 | 7703.6029 | 4278.8659 | 0 | 7.8427 | 0 | 0 | 0 | 0 | -4286.7086 | 323.4405 | 3.9214 | 51.0733 | 123.0924 | 272.3672 | 27.2367 | 296.2038 | 151.0723
|  |  | 35 | 83.91% | 593.3427 | 7706.6573 | 4488.0624 | 0 | 7.9996 | 0 | 0 | 0 | 0 | -4496.062 | 337.5638 | 3.9998 | 36.9277 | 90.1644 | 300.6361 | 30.0636 | 307.5002 | 153.7586
|  |  | 36 | 83.49% | 590.3035 | 7709.6965 | 4707.7629 | 0 | 8.1595 | 0 | 0 | 0 | 0 | -4715.9224 | 352.3212 | 4.0798 | 27.0493 | 67.1949 | 325.2719 | 32.5272 | 319.794 | 156.7704
|  |  | 37 | 83.07% | 587.2796 | 7712.7204 | 4938.5011 | 0 | 8.3227 | 0 | 0 | 0 | 0 | -4946.8238 | 367.7415 | 4.1614 | 20.1585 | 51.1978 | 347.583 | 34.7583 | 332.9832 | 160.0354
|  |  | 38 | 82.66% | 584.2707 | 7715.7293 | 5180.838 | 0 | 8.4892 | 0 | 0 | 0 | 0 | -5189.3272 | 383.8547 | 4.2446 | 15.3593 | 40.0831 | 368.4954 | 36.8495 | 347.0052 | 163.5044
|  |  | 39 | 82.24% | 581.277 | 7718.723 | 5435.3633 | 0 | 8.659 | 0 | 0 | 0 | 0 | -5444.0223 | 400.6923 | 4.3295 | 12.0249 | 32.3876 | 388.6673 | 38.8667 | 361.8255 | 167.1447
|  |  | 40 | 81.83% | 578.2981 | 7721.7019 | 5702.6968 | 0 | 8.8322 | 0 | 0 | 0 | 27.0874 | -5684.4415 | 445.3744 | 4.4161 | 9.7163 | 27.0874 | 435.6581 | 43.5658 | 401.8086 | 181.9753
Solar Panel Replacement Analysis
|  |  | Defender |  |  |  |  | Challenger
|  |  | Year | Solar efficiency | Loss | Lost energy | Opp. Cost | Lifetime | EAUC
[6 empty] | [kWh] | [$] |  | [$]
|  |  | 0 | 100% | 0% | 0 | 0 | 0 | 0
|  |  | 1 | 99.5% | 0.5% | 3.622 | 0.44116 | 1 | 1000.0412 |  | 45.7706
|  |  | 2 | 99% | 0.9975% | 7.2258 | 0.92005 | 2 | 500.4771 |  | 45.7706
|  |  | 3 | 98.51% | 1.493% | 10.8117 | 1.4393 | 3 | 334.1237 |  | 45.7706
|  |  | 4 | 98.01% | 1.985% | 14.3796 | 2.0016 | 4 | 251.0813 |  | 45.7706
|  |  | 5 | 97.52% | 2.475% | 17.9296 | 2.61 | 5 | 201.3704 |  | 45.7706
|  |  | 6 | 97.04% | 2.963% | 21.462 | 3.2675 | 6 | 168.3313 |  | 45.7706
|  |  | 7 | 96.55% | 3.448% | 24.9766 | 3.9774 | 7 | 144.8245 |  | 45.7706
|  |  | 8 | 96.07% | 3.931% | 28.4737 | 4.7434 | 8 | 127.2802 |  | 45.7706
|  |  | 9 | 95.59% | 4.411% | 31.9533 | 5.5691 | 9 | 113.7157 |  | 45.7706
|  |  | 10 | 95.11% | 4.889% | 35.4155 | 6.4585 | 10 | 102.9413 |  | 45.7706
|  |  | 11 | 94.64% | 5.365% | 38.8604 | 7.4158 | 11 | 94.2003 |  | 45.7706
|  |  | 12 | 94.16% | 5.838% | 42.2881 | 8.4455 | 12 | 86.9882 |  | 45.7706
|  |  | 13 | 93.69% | 6.309% | 45.6986 | 9.5524 | 13 | 80.956 |  | 45.7706
|  |  | 14 | 93.22% | 6.777% | 49.0921 | 10.7415 | 14 | 75.8545 |  | 45.7706
|  |  | 15 | 92.76% | 7.243% | 52.4686 | 12.0182 | 15 | 71.5012 |  | 45.7706
|  |  | 16 | 92.29% | 7.707% | 55.8282 | 13.3881 | 16 | 67.7592 |  | 45.7706
|  |  | 17 | 91.83% | 8.168% | 59.171 | 14.8573 | 17 | 64.5241 |  | 45.7706
|  |  | 18 | 91.37% | 8.628% | 62.4972 | 16.4322 | 18 | 61.7148 |  | 45.7706
|  |  | 19 | 90.92% | 9.084% | 65.8066 | 18.1197 | 19 | 59.2673 |  | 45.7706
|  |  | 20 | 90.46% | 9.539% | 69.0996 | 19.9268 | 20 | 57.1306 |  | 45.7706
|  |  | 21 | 90.01% | 9.991% | 72.376 | 21.8613 | 21 | 55.2636 |  | 45.7706
|  |  | 22 | 89.56% | 10.44% | 75.6361 | 23.9312 | 22 | 53.6327 |  | 45.7706
|  |  | 23 | 89.11% | 10.89% | 78.8799 | 26.1451 | 23 | 52.2103 |  | 45.7706
|  |  | 24 | 88.67% | 11.33% | 82.1075 | 28.5122 | 24 | 50.9734 |  | 45.7706
|  |  | 25 | 88.22% | 11.78% | 85.3189 | 31.0422 | 25 | 49.9031 |  | 45.7706
|  |  | 26 | 87.78% | 12.22% | 88.5143 | 33.7451 | 26 | 48.9833 |  | 45.7706
|  |  | 27 | 87.34% | 12.66% | 91.6937 | 36.632 | 27 | 48.2004 |  | 45.7706
|  |  | 28 | 86.91% | 13.09% | 94.8572 | 39.7143 | 28 | 47.5428 |  | 45.7706
|  |  | 29 | 86.47% | 13.53% | 98.0049 | 43.0042 | 29 | 47.0009 |  | 45.7706
|  |  | 30 | 86.04% | 13.96% | 101.1368 | 46.5145 | 30 | 46.5663 |  | 45.7706
|  |  | 31 | 85.61% | 14.39% | 104.2531 | 50.2591 | 31 | 46.2316 |  | 45.7706
|  |  | 32 | 85.18% | 14.82% | 107.3538 | 54.2523 | 32 | 45.9909 |  | 45.7706
|  |  | 33 | 84.75% | 15.25% | 110.439 | 58.5095 | 33 | 45.8388 |  | 45.7706
|  |  | 34 | 84.33% | 15.67% | 113.5088 | 63.047 | 34 | 45.7706 |  | 45.7706
|  |  | 35 | 83.91% | 16.09% | 116.5632 | 67.882 | 35 | 45.7826 |  | 45.7706
|  |  | 36 | 83.49% | 16.51% | 119.6024 | 73.0326 | 36 | 45.8713 |  | 45.7706
|  |  | 37 | 83.07% | 16.93% | 122.6263 | 78.5184 | 37 | 46.0338 |  | 45.7706
|  |  | 38 | 82.66% | 17.34% | 125.6352 | 84.3595 | 38 | 46.2676 |  | 45.7706
|  |  | 39 | 82.24% | 17.76% | 128.6289 | 90.5778 | 39 | 46.5707 |  | 45.7706
|  |  | 40 | 81.83% | 18.17% | 131.6078 | 97.1961 | 40 | 46.9413 |  | 45.7706
Treating the money saved (compared to doing nothing) as income (relative benefit)
Note on J88: Administrator: This can act as the marginal operating cost

## Analysis (B)
B
One Year Power Estimate |  |  |  |  | 5 Year Analysis
Month | Generated | Consumed | Grid | Excess | Year | Power |  |  | Cost | [5 empty] | Cashflow |  | Depreciation 1 |  |  | Depreciation 2 |  |  | Depreciation 3 |  |  |  |  | Net |  | Real IRR | 42.86%
| [kW] | [kW] | [kW] | [kW] |  | Solar efficiency | Grid | Excess | Power Cost | Installation | Maintainance | Replacement | Buyback | Salvage | Cashflow | Relative Benefit | +CCA | CCA | UCC | +CCA | CCA | UCC | +CCA | CCA | UCC | Taxable Income | Tax | Net Saved | Net Saved | Nominal IRR | 40.06%
1 | 165.1564 | 751.5701 | 586.4137 | 0 |  |  | [kWh] | [kWh] | [$] | [$] | [$] | [$] | [$] | [$] | [$] | [$] | [$] | [$] | [$] | [$] | [$] | [$] | [$] | [$] | [$] | [$] | [$] | [$] | [$ nominal] | NPV Savings | 1643.8647
2 | 249.8553 | 726.2533 | 476.3981 | 0 | 0 | 100% | 0 | 0 | 0 | 0 | 0 | 0 | 0 | 0 | 0 | 0 | 5120.5 | 0 | 5120.5 | 837.9 | 0 | 837.9 | 1303.4 | 0 | 1303.4 | 0 | 0 | 0 | 0 | EUAB | 358.9454
3 | 454.1305 | 691.67 | 237.5395 | 0 | 1 | 99.5% | 2498.0418 | 3224.2934 | 304.2631 | 1360.3531 | 50 | 0 | 328.8773 |  | -1385.7389 | -374.7887 | 5120.5 | 1536.15 | 8704.85 | 837.9 | 83.79 | 1592.01 | 1303.4 | 260.68 | 2346.12 | 0 | 0 | -374.7887 | -367.4399
4 | 781.7166 | 657.0867 | 0 | 124.6299 | 2 | 99% | 2510.4077 | 3208.1719 | 319.6465 | 1360.3531 | 51 | 0 | 330.5052 |  | -1400.4944 | -343.6626 | 0 | 2611.455 | 6093.395 | 0 | 159.201 | 1432.809 | 0 | 469.224 | 1876.896 | 0 | 0 | -343.6626 | -330.3177
5 | 1160.5108 | 631.7699 | 0 | 528.7409 | 3 | 98.51% | 2522.7118 | 3192.1311 | 335.8316 | 1360.3531 | 52.02 | 0 | 332.1412 |  | -1416.0635 | -311.135 | 0 | 1828.0185 | 4265.3765 | 0 | 143.2809 | 1289.5281 | 0 | 375.3792 | 1501.5168 | 0 | 0 | -311.135 | -293.1895
6 | 1446.2157 | 622.5033 | 0 | 823.7124 | 4 | 98.01% | 2534.9544 | 3176.1704 | 352.861 | 1360.3531 | 53.0604 | 0 | 333.7853 |  | -1432.4892 | -277.1388 | 0 | 1279.6129 | 2985.7636 | 0 | 128.9528 | 1160.5753 | 0 | 300.3034 | 1201.2134 | 0 | 0 | -277.1388 | -256.0334
7 | 1503.7667 | 631.7699 | 0 | 871.9968 | 5 | 97.52% | 2547.1357 | 3160.2896 | 370.7794 | 1360.3531 | 54.1216 | 0 | 335.4376 | 4095.523 | 2645.7065 | 3853.9199 | 0 | 895.7291 | 2090.0345 | 0 | 116.0575 | 1044.5178 | 0 | 240.2427 | 960.9708 | 2601.8907 | 260.1891 | 3593.7309 | 3254.9528
8 | 1302.1127 | 657.0867 | 0 | 645.026
9 | 938.0599 | 691.67 | 0 | 246.3899 | 20 Year Analysis
10 | 567.6631 | 726.2533 | 158.5902 | 0 | Year | Power |  |  | Cost | [5 empty] | Cashflow |  | Depreciation 1 |  |  | Depreciation 2 |  |  | Depreciation 3 |  |  |  |  | Net |  | Real IRR | 0.9255%
11 | 305.8299 | 751.5701 | 445.7402 | 0 |  | Solar efficiency | Grid | Excess | Power Cost | Installation | Maintainance | Replacement | Buyback | Salvage | Cashflow | Relative Benefit | +CCA | CCA | UCC | +CCA | CCA | UCC | +CCA | CCA | UCC | Taxable Income | Tax | Net Saved | Net Saved | Nominal IRR | -1.053%
12 | 179.9047 | 760.8367 | 580.9319 | 0 |  |  | [kWh] | [kWh] | [$] | [$] | [$] | [$] | [$] | [$] | [$] | [$] | [$] | [$] | [$] | [$] | [$] | [$] | [$] | [$] | [$] | [$] | [$] | [$] | [$ nominal] | NPV Savings | -1810.1608
Total | 9054.9222 | 8300.04 | 2485.6137 | 3240.4959 | 0 | 100% | 0 | 0 | 0 | 0 | 0 | 0 | 0 | 0 | 0 | 0 | 5120.5 | 0 | 5120.5 | 837.9 | 0 | 837.9 | 1303.4 | 0 | 1303.4 | 0 | 0 | 0 | 0 | EUAB | -395.2569
[5 empty] | 1 | 99.5% | 2498.0418 | 3224.2934 | 304.2631 | 1360.3531 | 50 | 0 | 328.8773 | 0 | -1385.7389 | -374.7887 | 5120.5 | 1536.15 | 8704.85 | 837.9 | 83.79 | 1592.01 | 1303.4 | 260.68 | 2346.12 | 0 | 0 | -374.7887 | -367.4399
PAYMENT PERIOD | 15 |  |  |  | 2 | 99% | 2510.4077 | 3208.1719 | 319.6465 | 1360.3531 | 51 | 0 | 330.5052 | 0 | -1400.4944 | -343.6626 | 0 | 2611.455 | 6093.395 | 0 | 159.201 | 1432.809 | 0 | 469.224 | 1876.896 | 0 | 0 | -343.6626 | -330.3177
| Enter 0 | for cash |  |  | 3 | 98.51% | 2522.7118 | 3192.1311 | 335.8316 | 1360.3531 | 52.02 | 0 | 332.1412 | 0 | -1416.0635 | -311.135 | 0 | 1828.0185 | 4265.3765 | 0 | 143.2809 | 1289.5281 | 0 | 375.3792 | 1501.5168 | 0 | 0 | -311.135 | -293.1895
| Enter 5 | for 5 year term loan |  |  | 4 | 98.01% | 2534.9544 | 3176.1704 | 352.861 | 1360.3531 | 53.0604 | 0 | 333.7853 | 0 | -1432.4892 | -277.1388 | 0 | 1279.6129 | 2985.7636 | 0 | 128.9528 | 1160.5753 | 0 | 300.3034 | 1201.2134 | 0 | 0 | -277.1388 | -256.0334
| Enter 15 | for 15 year term loan |  |  | 5 | 97.52% | 2547.1357 | 3160.2896 | 370.7794 | 1360.3531 | 54.1216 | 0 | 335.4376 | 0 | -1449.8165 | -241.6031 | 0 | 895.7291 | 2090.0345 | 0 | 116.0575 | 1044.5178 | 0 | 240.2427 | 960.9708 | 0 | 0 | -241.6031 | -218.8273
[5 empty] | 6 | 97.04% | 2559.2562 | 3144.4881 | 389.6338 | 1360.3531 | 55.204 | 0 | 337.098 | 0 | -1468.093 | -204.4538 | 0 | 627.0103 | 1463.0241 | 0 | 104.4518 | 940.066 | 0 | 192.1942 | 768.7766 | 0 | 0 | -204.4538 | -181.5491
[5 empty] | 7 | 96.55% | 2571.3161 | 3128.7657 | 409.474 | 1360.3531 | 56.3081 | 0 | 338.7666 | 0 | -1487.3686 | -165.6132 | 0 | 438.9072 | 1024.1169 | 0 | 94.0066 | 846.0594 | 0 | 153.7553 | 615.0213 | 0 | 0 | -165.6132 | -144.1763
[5 empty] | 8 | 96.07% | 2583.3156 | 3113.1219 | 430.3522 | 1360.3531 | 57.4343 | 0 | 340.4435 | 0 | -1507.6961 | -124.9999 | 0 | 307.2351 | 716.8818 | 0 | 84.6059 | 761.4534 | 0 | 123.0043 | 492.017 | 0 | 0 | -124.9999 | -106.6862
[5 empty] | 9 | 95.59% | 2595.2552 | 3097.5563 | 452.3235 | 1360.3531 | 58.583 | 0 | 342.1287 | 0 | -1529.1309 | -82.5281 | 0 | 215.0645 | 501.8173 | 0 | 76.1453 | 685.3081 | 0 | 98.4034 | 393.6136 | 0 | 0 | -82.5281 | -69.0558
[5 empty] | 10 | 95.11% | 2607.135 | 3082.0685 | 475.4459 | 1360.3531 | 59.7546 | 6330.8 | 343.8222 | 0 | -7882.5314 | -6368.9082 | 1862 | 150.5452 | 2213.2721 | 0 | 68.5308 | 616.7773 | 1303.4 | 78.7227 | 1618.2909 | 0 | 0 | -6368.9082 | -5224.723
[5 empty] | 11 | 94.64% | 2618.9555 | 3066.6581 | 499.7804 | 1360.3531 | 60.9497 | 0 | 345.5242 | 0 | -1575.5591 | 8.3538 | 1862 | 663.9816 | 3411.2905 | 0 | 61.6777 | 555.0996 | 1303.4 | 323.6582 | 2598.0327 | 0 | 0 | 8.3538 | 6.7187
[5 empty] | 12 | 94.16% | 2630.7169 | 3051.3248 | 525.3914 | 1360.3531 | 62.1687 | 0 | 347.2345 | 0 | -1600.6787 | 56.9568 | 0 | 1023.3871 | 2387.9033 | 0 | 55.51 | 499.5896 | 0 | 519.6065 | 2078.4262 | 0 | 0 | 56.9568 | 44.91
[5 empty] | 13 | 93.69% | 2642.4194 | 3036.0682 | 552.3466 | 1360.3531 | 63.4121 | 0 | 348.9533 | 0 | -1627.1585 | 107.8042 | 0 | 716.371 | 1671.5323 | 0 | 49.959 | 449.6306 | 0 | 415.6852 | 1662.7409 | 0 | 0 | 107.8042 | 83.3362
[5 empty] | 14 | 93.22% | 2654.0634 | 3020.8879 | 580.7175 | 1360.3531 | 64.6803 | 0 | 350.6806 | 0 | -1655.0703 | 161.0047 | 0 | 501.4597 | 1170.0726 | 0 | 44.9631 | 404.6676 | 0 | 332.5482 | 1330.1928 | 0 | 0 | 161.0047 | 122.0214
[5 empty] | 15 | 92.76% | 2665.6493 | 3005.7834 | 610.579 | 1360.3531 | 65.9739 | 0 | 352.4165 | 0 | -1684.4896 | 216.6721 | 0 | 351.0218 | 819.0508 | 0 | 40.4668 | 364.2008 | 0 | 266.0386 | 1064.1542 | 0 | 0 | 216.6721 | 160.9906
[5 empty] | 16 | 92.29% | 2677.1772 | 2990.7545 | 642.0105 | 0 | 67.2934 | 0 | 354.161 | 0 | -355.143 | 1635.2792 | 0 | 245.7153 | 573.3356 | 0 | 36.4201 | 327.7807 | 0 | 212.8308 | 851.3234 | 1140.3131 | 114.0313 | 1521.2479 | 1108.1467
[5 empty] | 17 | 91.83% | 2688.6474 | 2975.8007 | 675.0952 | 0 | 68.6393 | 0 | 355.9141 | 0 | -387.8205 | 1696.2451 | 0 | 172.0007 | 401.3349 | 0 | 32.7781 | 295.0027 | 0 | 170.2647 | 681.0587 | 1321.2017 | 132.1202 | 1564.1249 | 1117.0395
[5 empty] | 18 | 91.37% | 2700.0603 | 2960.9217 | 709.9211 | 0 | 70.0121 | 0 | 357.6758 | 0 | -422.2573 | 1760.0544 | 0 | 120.4005 | 280.9344 | 0 | 29.5003 | 265.5024 | 0 | 136.2117 | 544.847 | 1473.9419 | 147.3942 | 1612.6602 | 1129.1192
[5 empty] | 19 | 90.92% | 2711.4161 | 2946.1171 | 746.5804 | 0 | 71.4123 | 0 | 359.4463 | 0 | -458.5464 | 1826.8451 | 0 | 84.2803 | 196.6541 | 0 | 26.5502 | 238.9522 | 0 | 108.9694 | 435.8776 | 1607.0451 | 160.7045 | 1666.1405 | 1143.6901
[5 empty] | 20 | 90.46% | 2722.7152 | 2931.3865 | 785.1707 | 0 | 72.8406 | 0 | 361.2256 | 701.4169 | 204.6312 | 2598.1787 | 0 | 58.9962 | 137.6579 | 0 | 23.8952 | 215.0569 | 0 | 87.1755 | 348.702 | 2428.1117 | 242.8112 | 2355.3675 | 1585.0948
[5 empty] | 40 Year Analysis | [24 empty] | Real IRR | 9.142%
[5 empty] | Year | Power |  |  | Cost | [5 empty] | Cashflow |  | Depreciation 1 |  |  | Depreciation 2 |  |  | Depreciation 3 |  |  |  |  | Net |  | Nominal IRR | 7.002%
[6 empty] | Solar efficiency | Grid | Excess | Power Cost | Installation | Maintainance | Replacement | Buyback | Salvage | Cashflow | Relative Benefit | +CCA | CCA | UCC | +CCA | CCA | UCC | +CCA | CCA | UCC | Taxable Income | Tax | Net Saved | Net Saved | NPV Savings | 6178.6058
[7 empty] | [kWh] | [kWh] | [$] | [$] | [$] | [$] | [$] | [$] | [$] | [$] | [$] | [$] | [$] | [$] | [$] | [$] | [$] | [$] | [$] | [$] | [$] | [$] | [$ nominal] | EUAB | 1349.1268
[5 empty] | 0 | 100% | 0 | 0 | 0 | 0 | 0 | 0 | 0 | 0 | 0 | 0 | 5120.5 | 0 | 5120.5 | 837.9 | 0 | 837.9 | 1303.4 | 0 | 1303.4 | 0 | 0 | 0 | 0
[5 empty] | 1 | 99.5% | 2498.0418 | 3224.2934 | 304.2631 | 1360.3531 | 50 | 0 | 328.8773 | 0 | -1385.7389 | -374.7887 | 5120.5 | 1536.15 | 8704.85 | 837.9 | 83.79 | 1592.01 | 1303.4 | 260.68 | 2346.12 | 0 | 0 | -374.7887 | -367.4399
[5 empty] | 2 | 99% | 2510.4077 | 3208.1719 | 319.6465 | 1360.3531 | 51 | 0 | 330.5052 | 0 | -1400.4944 | -343.6626 | 0 | 2611.455 | 6093.395 | 0 | 159.201 | 1432.809 | 0 | 469.224 | 1876.896 | 0 | 0 | -343.6626 | -330.3177
[5 empty] | 3 | 98.51% | 2522.7118 | 3192.1311 | 335.8316 | 1360.3531 | 52.02 | 0 | 332.1412 | 0 | -1416.0635 | -311.135 | 0 | 1828.0185 | 4265.3765 | 0 | 143.2809 | 1289.5281 | 0 | 375.3792 | 1501.5168 | 0 | 0 | -311.135 | -293.1895
[5 empty] | 4 | 98.01% | 2534.9544 | 3176.1704 | 352.861 | 1360.3531 | 53.0604 | 0 | 333.7853 | 0 | -1432.4892 | -277.1388 | 0 | 1279.6129 | 2985.7636 | 0 | 128.9528 | 1160.5753 | 0 | 300.3034 | 1201.2134 | 0 | 0 | -277.1388 | -256.0334
[5 empty] | 5 | 97.52% | 2547.1357 | 3160.2896 | 370.7794 | 1360.3531 | 54.1216 | 0 | 335.4376 | 0 | -1449.8165 | -241.6031 | 0 | 895.7291 | 2090.0345 | 0 | 116.0575 | 1044.5178 | 0 | 240.2427 | 960.9708 | 0 | 0 | -241.6031 | -218.8273
[5 empty] | 6 | 97.04% | 2559.2562 | 3144.4881 | 389.6338 | 1360.3531 | 55.204 | 0 | 337.098 | 0 | -1468.093 | -204.4538 | 0 | 627.0103 | 1463.0241 | 0 | 104.4518 | 940.066 | 0 | 192.1942 | 768.7766 | 0 | 0 | -204.4538 | -181.5491
[5 empty] | 7 | 96.55% | 2571.3161 | 3128.7657 | 409.474 | 1360.3531 | 56.3081 | 0 | 338.7666 | 0 | -1487.3686 | -165.6132 | 0 | 438.9072 | 1024.1169 | 0 | 94.0066 | 846.0594 | 0 | 153.7553 | 615.0213 | 0 | 0 | -165.6132 | -144.1763
[5 empty] | 8 | 96.07% | 2583.3156 | 3113.1219 | 430.3522 | 1360.3531 | 57.4343 | 0 | 340.4435 | 0 | -1507.6961 | -124.9999 | 0 | 307.2351 | 716.8818 | 0 | 84.6059 | 761.4534 | 0 | 123.0043 | 492.017 | 0 | 0 | -124.9999 | -106.6862
[5 empty] | 9 | 95.59% | 2595.2552 | 3097.5563 | 452.3235 | 1360.3531 | 58.583 | 0 | 342.1287 | 0 | -1529.1309 | -82.5281 | 0 | 215.0645 | 501.8173 | 0 | 76.1453 | 685.3081 | 0 | 98.4034 | 393.6136 | 0 | 0 | -82.5281 | -69.0558
[5 empty] | 10 | 95.11% | 2607.135 | 3082.0685 | 475.4459 | 1360.3531 | 59.7546 | 6330.8 | 343.8222 | 0 | -7882.5314 | -6368.9082 | 1862 | 150.5452 | 2213.2721 | 0 | 68.5308 | 616.7773 | 1303.4 | 78.7227 | 1618.2909 | 0 | 0 | -6368.9082 | -5224.723
[5 empty] | 11 | 94.64% | 2618.9555 | 3066.6581 | 499.7804 | 1360.3531 | 60.9497 | 0 | 345.5242 | 0 | -1575.5591 | 8.3538 | 1862 | 663.9816 | 3411.2905 | 0 | 61.6777 | 555.0996 | 1303.4 | 323.6582 | 2598.0327 | 0 | 0 | 8.3538 | 6.7187
[5 empty] | 12 | 94.16% | 2630.7169 | 3051.3248 | 525.3914 | 1360.3531 | 62.1687 | 0 | 347.2345 | 0 | -1600.6787 | 56.9568 | 0 | 1023.3871 | 2387.9033 | 0 | 55.51 | 499.5896 | 0 | 519.6065 | 2078.4262 | 0 | 0 | 56.9568 | 44.91
[5 empty] | 13 | 93.69% | 2642.4194 | 3036.0682 | 552.3466 | 1360.3531 | 63.4121 | 0 | 348.9533 | 0 | -1627.1585 | 107.8042 | 0 | 716.371 | 1671.5323 | 0 | 49.959 | 449.6306 | 0 | 415.6852 | 1662.7409 | 0 | 0 | 107.8042 | 83.3362
[5 empty] | 14 | 93.22% | 2654.0634 | 3020.8879 | 580.7175 | 1360.3531 | 64.6803 | 0 | 350.6806 | 0 | -1655.0703 | 161.0047 | 0 | 501.4597 | 1170.0726 | 0 | 44.9631 | 404.6676 | 0 | 332.5482 | 1330.1928 | 0 | 0 | 161.0047 | 122.0214
[5 empty] | 15 | 92.76% | 2665.6493 | 3005.7834 | 610.579 | 1360.3531 | 65.9739 | 0 | 352.4165 | 0 | -1684.4896 | 216.6721 | 0 | 351.0218 | 819.0508 | 0 | 40.4668 | 364.2008 | 0 | 266.0386 | 1064.1542 | 0 | 0 | 216.6721 | 160.9906
[5 empty] | 16 | 92.29% | 2677.1772 | 2990.7545 | 642.0105 | 0 | 67.2934 | 0 | 354.161 | 0 | -355.143 | 1635.2792 | 0 | 245.7153 | 573.3356 | 0 | 36.4201 | 327.7807 | 0 | 212.8308 | 851.3234 | 1140.3131 | 114.0313 | 1521.2479 | 1108.1467
[5 empty] | 17 | 91.83% | 2688.6474 | 2975.8007 | 675.0952 | 0 | 68.6393 | 0 | 355.9141 | 0 | -387.8205 | 1696.2451 | 0 | 172.0007 | 401.3349 | 0 | 32.7781 | 295.0027 | 0 | 170.2647 | 681.0587 | 1321.2017 | 132.1202 | 1564.1249 | 1117.0395
[5 empty] | 18 | 91.37% | 2700.0603 | 2960.9217 | 709.9211 | 0 | 70.0121 | 0 | 357.6758 | 0 | -422.2573 | 1760.0544 | 0 | 120.4005 | 280.9344 | 0 | 29.5003 | 265.5024 | 0 | 136.2117 | 544.847 | 1473.9419 | 147.3942 | 1612.6602 | 1129.1192
[5 empty] | 19 | 90.92% | 2711.4161 | 2946.1171 | 746.5804 | 0 | 71.4123 | 0 | 359.4463 | 0 | -458.5464 | 1826.8451 | 0 | 84.2803 | 196.6541 | 0 | 26.5502 | 238.9522 | 0 | 108.9694 | 435.8776 | 1607.0451 | 160.7045 | 1666.1405 | 1143.6901
[5 empty] | 20 | 90.46% | 2722.7152 | 2931.3865 | 785.1707 | 0 | 72.8406 | 6330.8 | 361.2256 | 0 | -6827.5857 | -4434.0382 | 1862 | 58.9962 | 1999.6579 | 0 | 23.8952 | 215.0569 | 1303.4 | 87.1755 | 1652.102 | 0 | 0 | -4434.0382 | -2983.9806
[5 empty] | 21 | 90.01% | 2733.9578 | 2916.7296 | 825.7944 | 0 | 74.2974 | 0 | 363.0137 | 0 | -537.0782 | 1969.9565 | 1862 | 599.8974 | 3261.7605 | 1 | 21.5057 | 194.5512 | 1303.4 | 330.4204 | 2625.0816 | 1018.1331 | 101.8133 | 1868.1432 | 1232.5557
[5 empty] | 22 | 89.56% | 2745.1441 | 2902.146 | 868.5597 | 0 | 75.7833 | 0 | 364.8106 | 0 | -579.5324 | 2046.5884 | 0 | 978.5282 | 2283.2324 | 2 | 19.4551 | 177.0961 | 0 | 525.0163 | 2100.0653 | 523.5888 | 52.3589 | 1994.2296 | 1289.9455
[5 empty] | 23 | 89.11% | 2756.2745 | 2887.6352 | 913.5802 | 0 | 77.299 | 0 | 366.6164 | 0 | -624.2628 | 2126.8247 | 0 | 684.9697 | 1598.2627 | 3 | 17.7096 | 162.3865 | 0 | 420.0131 | 1680.0522 | 1004.1323 | 100.4132 | 2026.4114 | 1285.0608
[5 empty] | 24 | 88.67% | 2767.3493 | 2873.1971 | 960.9758 | 0 | 78.845 | 0 | 368.4311 | 0 | -671.3896 | 2210.8405 | 0 | 479.4788 | 1118.7839 | 4 | 16.2387 | 150.1479 | 0 | 336.0104 | 1344.0418 | 1379.1126 | 137.9113 | 2072.9293 | 1288.7847
[5 empty] | 25 | 88.22% | 2778.3687 | 2858.8311 | 1010.8726 | 0 | 80.4219 | 0 | 370.2549 | 0 | -721.0396 | 2298.8199 | 0 | 335.6352 | 783.1487 | 5 | 15.0148 | 140.1331 | 0 | 268.8084 | 1075.2334 | 1679.3616 | 167.9362 | 2130.8838 | 1298.8394
[5 empty] | 26 | 87.78% | 2789.333 | 2844.5369 | 1063.4035 | 0 | 82.0303 | 0 | 372.0876 | 0 | -773.3462 | 2390.9558 | 0 | 234.9446 | 548.2041 | 6 | 14.0133 | 132.1198 | 0 | 215.0467 | 860.1868 | 1926.9512 | 192.6951 | 2198.2606 | 1313.635
[5 empty] | 27 | 87.34% | 2800.2424 | 2830.3142 | 1118.7085 | 0 | 83.6709 | 0 | 373.9295 | 0 | -828.4499 | 2487.4505 | 0 | 164.4612 | 383.7429 | 7 | 13.212 | 125.9078 | 0 | 172.0374 | 688.1494 | 2137.7399 | 213.774 | 2273.6765 | 1332.0608
[5 empty] | 28 | 86.91% | 2811.0974 | 2816.1627 | 1176.9348 | 0 | 85.3443 | 0 | 375.7804 | 0 | -886.4987 | 2588.5165 | 0 | 115.1229 | 268.62 | 8 | 12.5908 | 121.317 | 0 | 137.6299 | 550.5195 | 2323.173 | 232.3173 | 2356.1992 | 1353.3409
[5 empty] | 29 | 86.47% | 2821.898 | 2802.0818 | 1238.2378 | 0 | 87.0512 | 0 | 377.6405 | 0 | -947.6484 | 2694.3765 | 0 | 80.586 | 188.034 | 9 | 12.1317 | 118.1853 | 0 | 110.1039 | 440.4156 | 2491.5549 | 249.1555 | 2445.221 | 1376.934
[5 empty] | 30 | 86.04% | 2832.6447 | 2788.0714 | 1302.7807 | 0 | 88.7922 | 6330.8 | 379.5099 | 0 | -7342.8631 | -3525.5357 | 1862 | 56.4102 | 1993.6238 | 10 | 11.8185 | 116.3668 | 1303.4 | 88.0831 | 1655.7325 | 0 | 0 | -3525.5357 | -1946.3456
[5 empty] | 31 | 85.61% | 2843.3376 | 2774.1311 | 1370.7358 | 0 | 90.5681 | 0 | 381.3884 | 0 | -1079.9155 | 2921.4251 | 1862 | 598.0871 | 3257.5367 | 11 | 11.6367 | 115.7301 | 1303.4 | 331.1465 | 2627.986 | 1980.5548 | 198.0555 | 2723.3697 | 1474.0129
[5 empty] | 32 | 85.18% | 2853.977 | 2760.2604 | 1442.2843 | 0 | 92.3794 | 0 | 383.2763 | 0 | -1151.3874 | 3043.1163 | 0 | 977.261 | 2280.2757 | 12 | 11.573 | 116.1571 | 0 | 525.5972 | 2102.3888 | 1528.6851 | 152.8685 | 2890.2478 | 1533.6617
[5 empty] | 33 | 84.75% | 2864.5633 | 2746.4591 | 1517.617 | 0 | 94.227 | 0 | 385.1735 | 0 | -1226.6705 | 3170.6078 | 0 | 684.0827 | 1596.193 | 13 | 11.6157 | 117.5414 | 0 | 420.4778 | 1681.911 | 2054.4316 | 205.4432 | 2965.1646 | 1542.5638
[5 empty] | 34 | 84.33% | 2875.0966 | 2732.7268 | 1596.935 | 0 | 96.1116 | 0 | 387.0801 | 0 | -1305.9664 | 3304.1827 | 0 | 478.8579 | 1117.3351 | 14 | 11.7541 | 119.7872 | 0 | 336.3822 | 1345.5288 | 2477.1885 | 247.7188 | 3056.4639 | 1558.8827
[5 empty] | 35 | 83.91% | 2885.5773 | 2719.0632 | 1680.4498 | 0 | 98.0338 | 0 | 388.9962 | 0 | -1389.4874 | 3444.1384 | 0 | 335.2005 | 782.1346 | 15 | 11.9787 | 122.8085 | 0 | 269.1058 | 1076.4231 | 2827.8533 | 282.7853 | 3161.353 | 1580.7638
[5 empty] | 36 | 83.49% | 2896.0055 | 2705.4679 | 1768.3844 | 0 | 99.9945 | 0 | 390.9217 | 0 | -1477.4572 | 3590.7865 | 0 | 234.6404 | 547.4942 | 16 | 12.2809 | 126.5277 | 0 | 215.2846 | 861.1385 | 3128.5806 | 312.8581 | 3277.9284 | 1606.9164
[5 empty] | 37 | 83.07% | 2906.3816 | 2691.9405 | 1860.9736 | 0 | 101.9944 | 0 | 392.8568 | 0 | -1570.1112 | 3744.4542 | 0 | 164.2483 | 383.2459 | 17 | 12.6528 | 130.8749 | 0 | 172.2277 | 688.9108 | 3395.3255 | 339.5325 | 3404.9216 | 1636.4426
[5 empty] | 38 | 82.66% | 2916.7058 | 2678.4808 | 1958.4643 | 0 | 104.0343 | 0 | 394.8014 | 0 | -1667.6972 | 3905.4847 | 0 | 114.9738 | 268.2722 | 18 | 13.0875 | 135.7874 | 0 | 137.7822 | 551.1286 | 3639.6413 | 363.9641 | 3541.5206 | 1668.7191
[5 empty] | 39 | 82.24% | 2926.9785 | 2665.0884 | 2061.117 | 0 | 106.1149 | 0 | 396.7557 | 0 | -1770.4763 | 4074.2383 | 0 | 80.4816 | 187.7905 | 19 | 13.5787 | 141.2087 | 0 | 110.2257 | 440.9029 | 3869.9522 | 386.9952 | 3687.243 | 1703.3154
[5 empty] | 40 | 81.83% | 2937.1997 | 2651.763 | 2169.2056 | 0 | 108.2372 | 0 | 398.7196 | 631.2635 | -1247.4598 | 4882.3561 | 0 | 56.3372 | 131.4534 | 20 | 14.1209 | 147.0878 | 0 | 88.1806 | 352.7223 | 4723.7175 | 472.3718 | 4409.9844 | 1997.2397
Solar Panel Replacement Analysis
[5 empty] | Defender |  |  |  |  | Challenger
[5 empty] | Year | Solar efficiency | Loss | Lost energy | Opp. Cost | Lifetime | EAUC
[8 empty] | [kWh] | [$] |  | [$]
[5 empty] | 0 | 100% | 0% | 0 | 0 | 0 | 0
[5 empty] | 1 | 99.5% | 0.5% | 45.2746 | 5.5145 | 1 | 6566.1589 | 438.4065
[5 empty] | 2 | 99% | 0.9975% | 90.3228 | 11.5007 | 2 | 3329.1992 | 438.4065
[5 empty] | 3 | 98.51% | 1.493% | 135.1458 | 17.9911 | 3 | 2262.7547 | 438.4065
[5 empty] | 4 | 98.01% | 1.985% | 179.7447 | 25.0201 | 4 | 1737.7168 | 438.4065
[5 empty] | 5 | 97.52% | 2.475% | 224.1206 | 32.6246 | 5 | 1428.3663 | 438.4065
[5 empty] | 6 | 97.04% | 2.963% | 268.2746 | 40.8435 | 6 | 1226.2078 | 438.4065
[5 empty] | 7 | 96.55% | 3.448% | 312.2079 | 49.7181 | 7 | 1084.8031 | 438.4065
[5 empty] | 8 | 96.07% | 3.931% | 355.9214 | 59.2926 | 8 | 980.981 | 438.4065
[5 empty] | 9 | 95.59% | 4.411% | 399.4164 | 69.6138 | 9 | 901.9067 | 438.4065
[5 empty] | 10 | 95.11% | 4.889% | 442.694 | 80.7312 | 10 | 839.9104 | 438.4065
[5 empty] | 11 | 94.64% | 5.365% | 485.7551 | 92.6976 | 11 | 790.1369 | 438.4065
[5 empty] | 12 | 94.16% | 5.838% | 528.6009 | 105.5691 | 12 | 749.3704 | 438.4065
[5 empty] | 13 | 93.69% | 6.309% | 571.2325 | 119.4051 | 13 | 715.4023 | 438.4065
[5 empty] | 14 | 93.22% | 6.777% | 613.651 | 134.2688 | 14 | 686.6693 | 438.4065
[5 empty] | 15 | 92.76% | 7.243% | 655.8574 | 150.2271 | 15 | 662.0377 | 438.4065
[5 empty] | 16 | 92.29% | 7.707% | 697.8527 | 167.3512 | 16 | 640.6672 | 438.4065
[5 empty] | 17 | 91.83% | 8.168% | 739.638 | 185.7165 | 17 | 621.9242 | 438.4065
[5 empty] | 18 | 91.37% | 8.628% | 781.2144 | 205.403 | 18 | 605.3231 | 438.4065
[5 empty] | 19 | 90.92% | 9.084% | 822.583 | 226.4958 | 19 | 590.487 | 438.4065
[5 empty] | 20 | 90.46% | 9.539% | 863.7447 | 249.0848 | 20 | 577.1193 | 438.4065
[5 empty] | 21 | 90.01% | 9.991% | 904.7006 | 273.2656 | 21 | 564.9848 | 438.4065
[5 empty] | 22 | 89.56% | 10.44% | 945.4517 | 299.1396 | 22 | 553.8946 | 438.4065
[5 empty] | 23 | 89.11% | 10.89% | 985.999 | 326.814 | 23 | 543.6961 | 438.4065
[5 empty] | 24 | 88.67% | 11.33% | 1026.3436 | 356.4029 | 24 | 534.2647 | 438.4065
[5 empty] | 25 | 88.22% | 11.78% | 1066.4865 | 388.027 | 25 | 525.4982 | 438.4065
[5 empty] | 26 | 87.78% | 12.22% | 1106.4287 | 421.8142 | 26 | 517.3121 | 438.4065
[5 empty] | 27 | 87.34% | 12.66% | 1146.1712 | 457.9001 | 27 | 509.636 | 438.4065
[5 empty] | 28 | 86.91% | 13.09% | 1185.7149 | 496.4286 | 28 | 502.411 | 438.4065
[5 empty] | 29 | 86.47% | 13.53% | 1225.061 | 537.5519 | 29 | 495.5877 | 438.4065
[5 empty] | 30 | 86.04% | 13.96% | 1264.2103 | 581.4315 | 30 | 489.124 | 438.4065
[5 empty] | 31 | 85.61% | 14.39% | 1303.1638 | 628.2382 | 31 | 482.9843 | 438.4065
[5 empty] | 32 | 85.18% | 14.82% | 1341.9226 | 678.1533 | 32 | 477.138 | 438.4065
[5 empty] | 33 | 84.75% | 15.25% | 1380.4876 | 731.3686 | 33 | 471.559 | 438.4065
[5 empty] | 34 | 84.33% | 15.67% | 1418.8598 | 788.0872 | 34 | 466.2245 | 438.4065
[5 empty] | 35 | 83.91% | 16.09% | 1457.0401 | 848.5244 | 35 | 461.1149 | 438.4065
[5 empty] | 36 | 83.49% | 16.51% | 1495.0295 | 912.9081 | 36 | 456.213 | 438.4065
[5 empty] | 37 | 83.07% | 16.93% | 1532.829 | 981.4796 | 37 | 451.5037 | 438.4065
[5 empty] | 38 | 82.66% | 17.34% | 1570.4395 | 1054.4943 | 38 | 446.9738 | 438.4065
[5 empty] | 39 | 82.24% | 17.76% | 1607.8619 | 1132.2227 | 39 | 442.6115 | 438.4065
[5 empty] | 40 | 81.83% | 18.17% | 1645.0972 | 1214.9511 | 40 | 438.4065 | 438.4065
Note on L88: Administrator: This can act as the marginal operating cost

## Analysis (C)
C
One Year Power Estimate |  |  |  |  | 5 Year Analysis
Month | Generated | Consumed | Grid | Excess | Year | Power |  |  | Cost |  |  |  | Benefits |  | Cashflow |  | Depreciation 1 |  |  | Depreciation 2 |  |  | Depreciation |  |  |  |  | Net |  | Real IRR | 64.9%
| [kW] | [kW] | [kW] | [kW] |  | Solar efficiency | Grid | Excess | Power Cost | Installation | Maintainance | Replacement | Buyback | Salvage | Cashflow | Relative Benefit | +CCA | CCA | UCC | +CCA | CCA | UCC | +CCA | CCA | UCC | Taxable Income | Tax | Net Saved | Net Saved | Nominal IRR | 61.66%
1 | 330.3127 | 751.5701 | 421.2574 | 0 |  |  | [kWh] | [kWh] | [$] | [$] | [$] | [$] | [$] | [$] | [$] | [$] | [$] | [$] | [$] | [$] | [$] | [$] | [$] | [$] | [$] | [$] | [$] | [$] | [$ nominal] | NPV Savings | 3766.5634
2 | 499.7105 | 726.2533 | 226.5428 | 0 | 0 | 100% | 0 | 0 | 0 | 0 | 0 | 0 | 0 | 0 | 0 | 0 | 9108 | 0 | 9108 | 1490.4 | 0 | 1490.4 | 2318.4 | 0 | 2318.4 | 0 | 0 | 0 | 0 | EUAB | 822.4463
3 | 908.261 | 691.67 | 0 | 216.591 | 1 | 99.5% | 1194.6814 | 10943.5494 | 145.513 | 2323.776 | 100 | 0 | 1116.2398 |  | -1453.0491 | -442.0989 | 9108 | 2732.4 | 15483.6 | 1490.4 | 149.04 | 2831.76 | 2318.4 | 463.68 | 4173.12 | 0 | 0 | -442.0989 | -433.4303
4 | 1563.4332 | 657.0867 | 0 | 906.3465 | 2 | 99% | 1200.5954 | 10888.8316 | 152.87 | 2323.776 | 102 | 0 | 1121.7652 |  | -1456.8808 | -400.049 | 0 | 4645.08 | 10838.52 | 0 | 283.176 | 2548.584 | 0 | 834.624 | 3338.496 | 0 | 0 | -400.049 | -384.5146
5 | 2321.0216 | 631.7699 | 0 | 1689.2517 | 3 | 98.51% | 1206.4798 | 10834.3875 | 160.6105 | 2323.776 | 104.04 | 0 | 1127.318 |  | -1461.1086 | -356.1801 | 0 | 3251.556 | 7586.964 | 0 | 254.8584 | 2293.7256 | 0 | 667.6992 | 2670.7968 | 0 | 0 | -356.1801 | -335.6364
6 | 2892.4314 | 622.5033 | 0 | 2269.928 | 4 | 98.01% | 1212.3347 | 10780.2155 | 168.7548 | 2323.776 | 106.1208 | 0 | 1132.8982 |  | -1465.7534 | -310.4029 | 0 | 2276.0892 | 5310.8748 | 0 | 229.3726 | 2064.353 | 0 | 534.1594 | 2136.6374 | 0 | 0 | -310.4029 | -286.7643
7 | 3007.5334 | 631.7699 | 0 | 2375.7635 | 5 | 97.52% | 1218.1604 | 10726.3144 | 177.3242 | 2323.776 | 108.2432 | 0 | 1138.506 | 7284.84 | 5814.0027 | 7022.2162 | 0 | 1593.2624 | 3717.6124 | 0 | 206.4353 | 1857.9177 | 0 | 427.3275 | 1709.31 | 4795.1909 | 479.5191 | 6542.6971 | 5925.9223
8 | 2604.2254 | 657.0867 | 0 | 1947.1388
9 | 1876.1198 | 691.67 | 0 | 1184.4498 | 20 Year Analysis
10 | 1135.3262 | 726.2533 | 0 | 409.0729 | Year | Power |  |  | Cost |  |  |  | Benefits |  | Cashflow |  | Depreciation 1 |  |  | Depreciation 2 |  |  | Depreciation |  |  |  |  | Net |  | Real IRR | 1.564%
11 | 611.6597 | 751.5701 | 139.9103 | 0 |  | Solar efficiency | Grid | Excess | Power Cost | Installation | Maintainance | Replacement | Buyback | Salvage | Cashflow | Relative Benefit | +CCA | CCA | UCC | +CCA | CCA | UCC | +CCA | CCA | UCC | Taxable Income | Tax | Net Saved | Net Saved | Nominal IRR | -0.4276%
12 | 359.8095 | 760.8367 | 401.0272 | 0 |  |  | [kWh] | [kWh] | [$] | [$] | [$] | [$] | [$] | [$] | [$] | [$] | [$] | [$] | [$] | [$] | [$] | [$] | [$] | [$] | [$] | [$] | [$] | [$] | [$ nominal] | NPV Savings | -2326.1044
Total | 18109.8444 | 8300.04 | 1188.7377 | 10998.5421 | 0 | 100% | 0 | 0 | 0 | 0 | 0 | 0 | 0 | 0 | 0 | 0 | 9108 | 0 | 9108 | 1490.4 | 0 | 1490.4 | 2318.4 | 0 | 2318.4 | 0 | 0 | 0 | 0 | EUAB | -507.9155
[5 empty] | 1 | 99.5% | 1194.6814 | 10943.5494 | 145.513 | 2323.776 | 100 | 0 | 1116.2398 | 0 | -1453.0491 | -442.0989 | 9108 | 2732.4 | 15483.6 | 1490.4 | 149.04 | 2831.76 | 2318.4 | 463.68 | 4173.12 | 0 | 0 | -442.0989 | -433.4303
PAYMENT PERIOD | 15 |  |  |  | 2 | 99% | 1200.5954 | 10888.8316 | 152.87 | 2323.776 | 102 | 0 | 1121.7652 | 0 | -1456.8808 | -400.049 | 0 | 4645.08 | 10838.52 | 0 | 283.176 | 2548.584 | 0 | 834.624 | 3338.496 | 0 | 0 | -400.049 | -384.5146
| Enter 0 | for cash |  |  | 3 | 98.51% | 1206.4798 | 10834.3875 | 160.6105 | 2323.776 | 104.04 | 0 | 1127.318 | 0 | -1461.1086 | -356.1801 | 0 | 3251.556 | 7586.964 | 0 | 254.8584 | 2293.7256 | 0 | 667.6992 | 2670.7968 | 0 | 0 | -356.1801 | -335.6364
| Enter 5 | for 5 year term loan |  |  | 4 | 98.01% | 1212.3347 | 10780.2155 | 168.7548 | 2323.776 | 106.1208 | 0 | 1132.8982 | 0 | -1465.7534 | -310.4029 | 0 | 2276.0892 | 5310.8748 | 0 | 229.3726 | 2064.353 | 0 | 534.1594 | 2136.6374 | 0 | 0 | -310.4029 | -286.7643
| Enter 15 | for 15 year term loan |  |  | 5 | 97.52% | 1218.1604 | 10726.3144 | 177.3242 | 2323.776 | 108.2432 | 0 | 1138.506 | 0 | -1470.8374 | -262.6239 | 0 | 1593.2624 | 3717.6124 | 0 | 206.4353 | 1857.9177 | 0 | 427.3275 | 1709.31 | 0 | 0 | -262.6239 | -237.8665
[5 empty] | 6 | 97.04% | 1223.957 | 10672.6829 | 186.3413 | 2323.776 | 110.4081 | 0 | 1144.1416 | 0 | -1476.3837 | -212.7445 | 0 | 1115.2837 | 2602.3287 | 0 | 185.7918 | 1672.126 | 0 | 341.862 | 1367.448 | 0 | 0 | -212.7445 | -188.911
[5 empty] | 7 | 96.55% | 1229.7246 | 10619.3195 | 195.8298 | 2323.776 | 112.6162 | 0 | 1149.8051 | 0 | -1482.4169 | -160.6615 | 0 | 780.6986 | 1821.6301 | 0 | 167.2126 | 1504.9134 | 0 | 273.4896 | 1093.9584 | 0 | 0 | -160.6615 | -139.8655
[5 empty] | 8 | 96.07% | 1235.4634 | 10566.2229 | 205.8147 | 2323.776 | 114.8686 | 0 | 1155.4967 | 0 | -1488.9626 | -106.2663 | 0 | 546.489 | 1275.141 | 0 | 150.4913 | 1354.422 | 0 | 218.7917 | 875.1667 | 0 | 0 | -106.2663 | -90.6973
[5 empty] | 9 | 95.59% | 1241.1734 | 10513.3917 | 216.3224 | 2323.776 | 117.1659 | 0 | 1161.2164 | 0 | -1496.048 | -49.4452 | 0 | 382.5423 | 892.5987 | 0 | 135.4422 | 1218.9798 | 0 | 175.0333 | 700.1334 | 0 | 0 | -49.4452 | -41.3735
[5 empty] | 10 | 95.11% | 1246.8549 | 10460.8248 | 227.3807 | 2323.776 | 119.5093 | 11260.8 | 1166.9644 | 0 | -12764.5015 | -11250.8783 | 3312 | 267.7796 | 3936.8191 | 0 | 121.898 | 1097.0818 | 2318.4 | 140.0267 | 2878.5067 | 0 | 0 | -11250.8783 | -9229.6389
[5 empty] | 11 | 94.64% | 1252.508 | 10408.5207 | 239.0186 | 2323.776 | 121.8994 | 0 | 1172.7409 | 0 | -1511.9531 | 71.9598 | 3312 | 1181.0457 | 6067.7734 | 0 | 109.7082 | 987.3737 | 2318.4 | 575.7013 | 4621.2053 | 0 | 0 | 71.9598 | 57.8746
[5 empty] | 12 | 94.16% | 1258.1329 | 10356.4781 | 251.2669 | 2323.776 | 124.3374 | 0 | 1178.5459 | 0 | -1520.8344 | 136.8011 | 0 | 1820.332 | 4247.4414 | 0 | 98.7374 | 888.6363 | 0 | 924.2411 | 3696.9643 | 0 | 0 | 136.8011 | 107.8667
[5 empty] | 13 | 93.69% | 1263.7296 | 10304.6957 | 264.1582 | 2323.776 | 126.8242 | 0 | 1184.3797 | 0 | -1530.3786 | 204.5841 | 0 | 1274.2324 | 2973.209 | 0 | 88.8636 | 799.7727 | 0 | 739.3929 | 2957.5714 | 0 | 0 | 204.5841 | 158.1502
[5 empty] | 14 | 93.22% | 1269.2983 | 10253.1722 | 277.7265 | 2323.776 | 129.3607 | 0 | 1190.2424 | 0 | -1540.6207 | 275.4542 | 0 | 891.9627 | 2081.2463 | 0 | 79.9773 | 719.7954 | 0 | 591.5143 | 2366.0571 | 0 | 0 | 275.4542 | 208.7599
[5 empty] | 15 | 92.76% | 1274.8392 | 10201.9063 | 292.0077 | 2323.776 | 131.9479 | 0 | 1196.1341 | 0 | -1551.5974 | 349.5643 | 0 | 624.3739 | 1456.8724 | 0 | 71.9795 | 647.8159 | 0 | 473.2114 | 1892.8457 | 0 | 0 | 349.5643 | 259.7314
[5 empty] | 16 | 92.29% | 1280.3524 | 10150.8968 | 307.0397 | 0 | 134.5868 | 0 | 1202.055 | 0 | 760.4285 | 2750.8506 | 0 | 437.0617 | 1019.8107 | 0 | 64.7816 | 583.0343 | 0 | 378.5691 | 1514.2766 | 1870.4382 | 187.0438 | 2563.8068 | 1867.5944
[5 empty] | 17 | 91.83% | 1285.838 | 10100.1423 | 322.8624 | 0 | 137.2786 | 0 | 1208.0052 | 0 | 747.8642 | 2831.9298 | 0 | 305.9432 | 713.8675 | 0 | 58.3034 | 524.7308 | 0 | 302.8553 | 1211.4213 | 2164.8279 | 216.4828 | 2615.447 | 1867.8543
[5 empty] | 18 | 91.37% | 1291.2962 | 10049.6416 | 339.5177 | 0 | 140.0241 | 0 | 1213.9848 | 0 | 734.4429 | 2916.7546 | 0 | 214.1602 | 499.7072 | 0 | 52.4731 | 472.2578 | 0 | 242.2843 | 969.137 | 2407.837 | 240.7837 | 2675.9709 | 1873.6061
[5 empty] | 19 | 90.92% | 1296.7271 | 9999.3934 | 357.05 | 0 | 142.8246 | 0 | 1219.994 | 0 | 720.1194 | 3005.5109 | 0 | 149.9122 | 349.7951 | 0 | 47.2258 | 425.032 | 0 | 193.8274 | 775.3096 | 2614.5455 | 261.4546 | 2744.0563 | 1883.6047
[5 empty] | 20 | 90.46% | 1302.1308 | 9949.3964 | 375.5057 | 0 | 145.6811 | 0 | 1226.033 | 1247.633 | 1952.4792 | 4346.0267 | 0 | 104.9385 | 244.8565 | 0 | 42.5032 | 382.5288 | 0 | 155.0619 | 620.2477 | 4043.5231 | 404.3523 | 3941.6744 | 2652.6339
[5 empty] | 40 Year Analysis | [24 empty] | Real IRR | 9.163%
[5 empty] | Year | Power |  |  | Cost |  |  |  | Benefits |  | Cashflow |  | Depreciation 1 |  |  | Depreciation 2 |  |  | Depreciation 3 |  |  |  |  | Net |  | Nominal IRR | 7.023%
[6 empty] | Solar efficiency | Grid | Excess | Power Cost | Installation | Maintainance | Replacement | Buyback | Salvage | Cashflow | Relative Benefit | +CCA | CCA | UCC | +CCA | CCA | UCC | +CCA | CCA | UCC | Taxable Income | Tax | Net Saved | Net Saved | NPV Savings | 9058.6077
[7 empty] | [kWh] | [kWh] | [$] | [$] | [$] | [$] | [$] | [$] | [$] | [$] | [$] | [$] | [$] | [$] | [$] | [$] | [$] | [$] | [$] | [$] | [$] | [$] | [$ nominal] | EUAB | 1977.9884
[5 empty] | 0 | 100% | 0 | 0 | 0 | 0 | 0 | 0 | 0 | 0 | 0 | 0 | 9108 | 0 | 9108 | 1490.4 | 0 | 1490.4 | 2318.4 | 0 | 2318.4 | 0 | 0 | 0 | 0
[5 empty] | 1 | 99.5% | 1194.6814 | 10943.5494 | 145.513 | 2323.776 | 100 | 0 | 1116.2398 | 0 | -1453.0491 | -442.0989 | 9108 | 2732.4 | 15483.6 | 1490.4 | 149.04 | 2831.76 | 2318.4 | 463.68 | 4173.12 | 0 | 0 | -442.0989 | -433.4303
[5 empty] | 2 | 99% | 1200.5954 | 10888.8316 | 152.87 | 2323.776 | 102 | 0 | 1121.7652 | 0 | -1456.8808 | -400.049 | 0 | 4645.08 | 10838.52 | 0 | 283.176 | 2548.584 | 0 | 834.624 | 3338.496 | 0 | 0 | -400.049 | -384.5146
[5 empty] | 3 | 98.51% | 1206.4798 | 10834.3875 | 160.6105 | 2323.776 | 104.04 | 0 | 1127.318 | 0 | -1461.1086 | -356.1801 | 0 | 3251.556 | 7586.964 | 0 | 254.8584 | 2293.7256 | 0 | 667.6992 | 2670.7968 | 0 | 0 | -356.1801 | -335.6364
[5 empty] | 4 | 98.01% | 1212.3347 | 10780.2155 | 168.7548 | 2323.776 | 106.1208 | 0 | 1132.8982 | 0 | -1465.7534 | -310.4029 | 0 | 2276.0892 | 5310.8748 | 0 | 229.3726 | 2064.353 | 0 | 534.1594 | 2136.6374 | 0 | 0 | -310.4029 | -286.7643
[5 empty] | 5 | 97.52% | 1218.1604 | 10726.3144 | 177.3242 | 2323.776 | 108.2432 | 0 | 1138.506 | 0 | -1470.8374 | -262.6239 | 0 | 1593.2624 | 3717.6124 | 0 | 206.4353 | 1857.9177 | 0 | 427.3275 | 1709.31 | 0 | 0 | -262.6239 | -237.8665
[5 empty] | 6 | 97.04% | 1223.957 | 10672.6829 | 186.3413 | 2323.776 | 110.4081 | 0 | 1144.1416 | 0 | -1476.3837 | -212.7445 | 0 | 1115.2837 | 2602.3287 | 0 | 185.7918 | 1672.126 | 0 | 341.862 | 1367.448 | 0 | 0 | -212.7445 | -188.911
[5 empty] | 7 | 96.55% | 1229.7246 | 10619.3195 | 195.8298 | 2323.776 | 112.6162 | 0 | 1149.8051 | 0 | -1482.4169 | -160.6615 | 0 | 780.6986 | 1821.6301 | 0 | 167.2126 | 1504.9134 | 0 | 273.4896 | 1093.9584 | 0 | 0 | -160.6615 | -139.8655
[5 empty] | 8 | 96.07% | 1235.4634 | 10566.2229 | 205.8147 | 2323.776 | 114.8686 | 0 | 1155.4967 | 0 | -1488.9626 | -106.2663 | 0 | 546.489 | 1275.141 | 0 | 150.4913 | 1354.422 | 0 | 218.7917 | 875.1667 | 0 | 0 | -106.2663 | -90.6973
[5 empty] | 9 | 95.59% | 1241.1734 | 10513.3917 | 216.3224 | 2323.776 | 117.1659 | 0 | 1161.2164 | 0 | -1496.048 | -49.4452 | 0 | 382.5423 | 892.5987 | 0 | 135.4422 | 1218.9798 | 0 | 175.0333 | 700.1334 | 0 | 0 | -49.4452 | -41.3735
[5 empty] | 10 | 95.11% | 1246.8549 | 10460.8248 | 227.3807 | 2323.776 | 119.5093 | 11260.8 | 1166.9644 | 0 | -12764.5015 | -11250.8783 | 3312 | 267.7796 | 3936.8191 | 0 | 121.898 | 1097.0818 | 2318.4 | 140.0267 | 2878.5067 | 0 | 0 | -11250.8783 | -9229.6389
[5 empty] | 11 | 94.64% | 1252.508 | 10408.5207 | 239.0186 | 2323.776 | 121.8994 | 0 | 1172.7409 | 0 | -1511.9531 | 71.9598 | 3312 | 1181.0457 | 6067.7734 | 0 | 109.7082 | 987.3737 | 2318.4 | 575.7013 | 4621.2053 | 0 | 0 | 71.9598 | 57.8746
[5 empty] | 12 | 94.16% | 1258.1329 | 10356.4781 | 251.2669 | 2323.776 | 124.3374 | 0 | 1178.5459 | 0 | -1520.8344 | 136.8011 | 0 | 1820.332 | 4247.4414 | 0 | 98.7374 | 888.6363 | 0 | 924.2411 | 3696.9643 | 0 | 0 | 136.8011 | 107.8667
[5 empty] | 13 | 93.69% | 1263.7296 | 10304.6957 | 264.1582 | 2323.776 | 126.8242 | 0 | 1184.3797 | 0 | -1530.3786 | 204.5841 | 0 | 1274.2324 | 2973.209 | 0 | 88.8636 | 799.7727 | 0 | 739.3929 | 2957.5714 | 0 | 0 | 204.5841 | 158.1502
[5 empty] | 14 | 93.22% | 1269.2983 | 10253.1722 | 277.7265 | 2323.776 | 129.3607 | 0 | 1190.2424 | 0 | -1540.6207 | 275.4542 | 0 | 891.9627 | 2081.2463 | 0 | 79.9773 | 719.7954 | 0 | 591.5143 | 2366.0571 | 0 | 0 | 275.4542 | 208.7599
[5 empty] | 15 | 92.76% | 1274.8392 | 10201.9063 | 292.0077 | 2323.776 | 131.9479 | 0 | 1196.1341 | 0 | -1551.5974 | 349.5643 | 0 | 624.3739 | 1456.8724 | 0 | 71.9795 | 647.8159 | 0 | 473.2114 | 1892.8457 | 0 | 0 | 349.5643 | 259.7314
[5 empty] | 16 | 92.29% | 1280.3524 | 10150.8968 | 307.0397 | 0 | 134.5868 | 0 | 1202.055 | 0 | 760.4285 | 2750.8506 | 0 | 437.0617 | 1019.8107 | 0 | 64.7816 | 583.0343 | 0 | 378.5691 | 1514.2766 | 1870.4382 | 187.0438 | 2563.8068 | 1867.5944
[5 empty] | 17 | 91.83% | 1285.838 | 10100.1423 | 322.8624 | 0 | 137.2786 | 0 | 1208.0052 | 0 | 747.8642 | 2831.9298 | 0 | 305.9432 | 713.8675 | 0 | 58.3034 | 524.7308 | 0 | 302.8553 | 1211.4213 | 2164.8279 | 216.4828 | 2615.447 | 1867.8543
[5 empty] | 18 | 91.37% | 1291.2962 | 10049.6416 | 339.5177 | 0 | 140.0241 | 0 | 1213.9848 | 0 | 734.4429 | 2916.7546 | 0 | 214.1602 | 499.7072 | 0 | 52.4731 | 472.2578 | 0 | 242.2843 | 969.137 | 2407.837 | 240.7837 | 2675.9709 | 1873.6061
[5 empty] | 19 | 90.92% | 1296.7271 | 9999.3934 | 357.05 | 0 | 142.8246 | 0 | 1219.994 | 0 | 720.1194 | 3005.5109 | 0 | 149.9122 | 349.7951 | 0 | 47.2258 | 425.032 | 0 | 193.8274 | 775.3096 | 2614.5455 | 261.4546 | 2744.0563 | 1883.6047
[5 empty] | 20 | 90.46% | 1302.1308 | 9949.3964 | 375.5057 | 0 | 145.6811 | 11260.8 | 1226.033 | 0 | -10555.9538 | -8162.4063 | 3312 | 104.9385 | 3556.8565 | 0 | 42.5032 | 382.5288 | 2318.4 | 155.0619 | 2938.6477 | 0 | 0 | -8162.4063 | -5493.0655
[5 empty] | 21 | 90.01% | 1307.5075 | 9899.6494 | 394.9339 | 0 | 148.5947 | 0 | 1232.1018 | 0 | 688.5733 | 3195.6079 | 3312 | 1067.057 | 5801.7996 | 0 | 38.2529 | 344.2759 | 2318.4 | 587.7295 | 4669.3181 | 1502.5686 | 150.2569 | 3045.3511 | 2009.249
[5 empty] | 22 | 89.56% | 1312.8574 | 9850.1512 | 415.3862 | 0 | 151.5666 | 0 | 1238.2007 | 0 | 671.2479 | 3297.3688 | 0 | 1740.5399 | 4061.2597 | 0 | 34.4276 | 309.8483 | 0 | 933.8636 | 3735.4545 | 588.5377 | 58.8538 | 3238.515 | 2094.7979
[5 empty] | 23 | 89.11% | 1318.1805 | 9800.9004 | 436.9171 | 0 | 154.598 | 0 | 1244.3298 | 0 | 652.8147 | 3403.9022 | 0 | 1218.3779 | 2842.8818 | 0 | 30.9848 | 278.8635 | 0 | 747.0909 | 2988.3636 | 1407.4486 | 140.7449 | 3263.1574 | 2069.3506
[5 empty] | 24 | 88.67% | 1323.4769 | 9751.8959 | 459.584 | 0 | 157.6899 | 0 | 1250.4893 | 0 | 633.2154 | 3515.4456 | 0 | 852.8645 | 1990.0173 | 0 | 27.8863 | 250.9771 | 0 | 597.6727 | 2390.6909 | 2037.0219 | 203.7022 | 3311.7434 | 2058.982
[5 empty] | 25 | 88.22% | 1328.7469 | 9703.1365 | 483.447 | 0 | 160.8437 | 0 | 1256.6792 | 0 | 612.3885 | 3632.248 | 0 | 597.0052 | 1393.0121 | 0 | 25.0977 | 225.8794 | 0 | 478.1382 | 1912.5527 | 2532.007 | 253.2007 | 3379.0473 | 2059.6337
[5 empty] | 26 | 87.78% | 1333.9906 | 9654.6208 | 508.5697 | 0 | 164.0606 | 0 | 1262.8998 | 0 | 590.2694 | 3754.5714 | 0 | 417.9036 | 975.1085 | 0 | 22.5879 | 203.2915 | 0 | 382.5105 | 1530.0422 | 2931.5693 | 293.1569 | 3461.4145 | 2068.4696
[5 empty] | 27 | 87.34% | 1339.208 | 9606.3477 | 535.0192 | 0 | 167.3418 | 0 | 1269.1511 | 0 | 566.7901 | 3882.6906 | 0 | 292.5325 | 682.5759 | 0 | 20.3291 | 182.9623 | 0 | 306.0084 | 1224.0337 | 3263.8204 | 326.382 | 3556.3085 | 2083.5062
[5 empty] | 28 | 86.91% | 1344.3993 | 9558.3159 | 562.8657 | 0 | 170.6886 | 0 | 1275.4334 | 0 | 541.879 | 4016.8942 | 0 | 204.7728 | 477.8031 | 0 | 18.2962 | 164.6661 | 0 | 244.8067 | 979.227 | 3549.0185 | 354.9018 | 3661.9924 | 2103.3552
[5 empty] | 29 | 86.47% | 1349.5647 | 9510.5244 | 592.1837 | 0 | 174.1024 | 0 | 1281.7468 | 0 | 515.4607 | 4157.4856 | 0 | 143.3409 | 334.4622 | 0 | 16.4666 | 148.1995 | 0 | 195.8454 | 783.3816 | 3801.8327 | 380.1833 | 3777.3024 | 2127.0454
[5 empty] | 30 | 86.04% | 1354.7043 | 9462.9717 | 623.0512 | 0 | 177.5845 | 11260.8 | 1288.0915 | 0 | -10773.3442 | -6956.0168 | 3312 | 100.3387 | 3546.1235 | 0 | 14.8199 | 133.3795 | 2318.4 | 156.6763 | 2945.1053 | 0 | 0 | -6956.0168 | -3840.2144
[5 empty] | 31 | 85.61% | 1359.8181 | 9415.6569 | 655.5505 | 0 | 181.1362 | 0 | 1294.4675 | 0 | 457.7808 | 4459.1215 | 3312 | 1063.8371 | 5794.2865 | 0 | 13.338 | 120.0416 | 2318.4 | 589.0211 | 4674.4842 | 2792.9254 | 279.2925 | 4179.8289 | 2262.3156
[5 empty] | 32 | 85.18% | 1364.9064 | 9368.5786 | 689.7684 | 0 | 184.7589 | 0 | 1300.8751 | 0 | 426.3479 | 4620.8516 | 0 | 1738.2859 | 4056.0005 | 0 | 12.0042 | 108.0374 | 0 | 934.8968 | 3739.5874 | 1935.6647 | 193.5665 | 4427.2852 | 2349.2649
[5 empty] | 33 | 84.75% | 1369.9693 | 9321.7357 | 725.796 | 0 | 188.4541 | 0 | 1307.3145 | 0 | 393.0644 | 4790.3427 | 0 | 1216.8002 | 2839.2004 | 0 | 10.8037 | 97.2337 | 0 | 747.9175 | 2991.6699 | 2814.8213 | 281.4821 | 4508.8605 | 2345.6388
[5 empty] | 34 | 84.33% | 1375.0068 | 9275.127 | 763.7296 | 0 | 192.2231 | 0 | 1313.7857 | 0 | 357.8329 | 4967.982 | 0 | 851.7601 | 1987.4403 | 0 | 9.7234 | 87.5103 | 0 | 598.334 | 2393.3359 | 3508.1646 | 350.8165 | 4617.1656 | 2354.8845
[5 empty] | 35 | 83.91% | 1380.0191 | 9228.7514 | 803.6704 | 0 | 196.0676 | 0 | 1320.2889 | 0 | 320.5509 | 5154.1767 | 0 | 596.2321 | 1391.2082 | 0 | 8.751 | 78.7593 | 0 | 478.6672 | 1914.6687 | 4070.5264 | 407.0526 | 4747.1241 | 2373.6931
[5 empty] | 36 | 83.49% | 1385.0064 | 9182.6076 | 845.7248 | 0 | 199.989 | 0 | 1326.8243 | 0 | 281.1105 | 5349.3542 | 0 | 417.3625 | 973.8457 | 0 | 7.8759 | 70.8834 | 0 | 382.9337 | 1531.735 | 4541.1821 | 454.1182 | 4895.236 | 2399.758
[5 empty] | 37 | 83.07% | 1389.9688 | 9136.6946 | 890.0053 | 0 | 203.9887 | 0 | 1333.3921 | 0 | 239.398 | 5553.9634 | 0 | 292.1537 | 681.692 | 0 | 7.0883 | 63.795 | 0 | 306.347 | 1225.388 | 4948.3743 | 494.8374 | 5059.1259 | 2431.4712
[5 empty] | 38 | 82.66% | 1394.9063 | 9091.0111 | 936.63 | 0 | 208.0685 | 0 | 1339.9924 | 0 | 195.2939 | 5768.4758 | 0 | 204.5076 | 477.1844 | 0 | 6.3795 | 57.4155 | 0 | 245.0776 | 980.3104 | 5312.5111 | 531.2511 | 5237.2247 | 2467.7132
[5 empty] | 39 | 82.24% | 1399.8191 | 9045.5561 | 985.7234 | 0 | 212.2299 | 0 | 1346.6254 | 0 | 148.6721 | 5993.3867 | 0 | 143.1553 | 334.0291 | 0 | 5.7416 | 51.674 | 0 | 196.0621 | 784.2483 | 5648.4277 | 564.8428 | 5428.5439 | 2507.7062
[5 empty] | 40 | 81.83% | 1404.7074 | 9000.3283 | 1037.4164 | 0 | 216.4745 | 0 | 1353.2912 | 907.7256 | 1007.1258 | 7136.9418 | 0 | 100.2087 | 233.8204 | 0 | 5.1674 | 46.5066 | 0 | 156.8497 | 627.3987 | 6874.716 | 687.4716 | 6449.4702 | 2920.9032
Solar Panel Replacement Analysis
[5 empty] | Defender |  |  |  |  | Challenger
[5 empty] | Year | Solar efficiency | Loss | Lost energy | Opp. Cost | Lifetime | EAUC
[8 empty] | [kWh] | [$] |  | [$]
[5 empty] | 0 | 100% | 0% | 0 | 0 | 0 | 0
[5 empty] | 1 | 99.5% | 0.5% | 90.5492 | 11.029 | 1 | 11690.3127 | 840.7385
[5 empty] | 2 | 99% | 0.9975% | 180.6457 | 23.0013 | 2 | 5937.3913 | 840.7385
[5 empty] | 3 | 98.51% | 1.493% | 270.2917 | 35.9821 | 3 | 4044.8337 | 840.7385
[5 empty] | 4 | 98.01% | 1.985% | 359.4895 | 50.0403 | 4 | 3114.9227 | 840.7385
[5 empty] | 5 | 97.52% | 2.475% | 448.2412 | 65.2492 | 5 | 2568.3201 | 840.7385
[5 empty] | 6 | 97.04% | 2.963% | 536.5492 | 81.6869 | 6 | 2212.0682 | 840.7385
[5 empty] | 7 | 96.55% | 3.448% | 624.4157 | 99.4362 | 7 | 1963.5909 | 840.7385
[5 empty] | 8 | 96.07% | 3.931% | 711.8429 | 118.5853 | 8 | 1781.6955 | 840.7385
[5 empty] | 9 | 95.59% | 4.411% | 798.8329 | 139.2275 | 9 | 1643.5735 | 840.7385
[5 empty] | 10 | 95.11% | 4.889% | 885.3879 | 161.4623 | 10 | 1535.6022 | 840.7385
[5 empty] | 11 | 94.64% | 5.365% | 971.5102 | 185.3952 | 11 | 1449.1634 | 840.7385
[5 empty] | 12 | 94.16% | 5.838% | 1057.2019 | 211.1382 | 12 | 1378.554 | 840.7385
[5 empty] | 13 | 93.69% | 6.309% | 1142.4651 | 238.8102 | 13 | 1319.8605 | 840.7385
[5 empty] | 14 | 93.22% | 6.777% | 1227.302 | 268.5375 | 14 | 1270.3171 | 840.7385
[5 empty] | 15 | 92.76% | 7.243% | 1311.7147 | 300.4542 | 15 | 1227.9199 | 840.7385
[5 empty] | 16 | 92.29% | 7.707% | 1395.7054 | 334.7024 | 16 | 1191.1869 | 840.7385
[5 empty] | 17 | 91.83% | 8.168% | 1479.276 | 371.4329 | 17 | 1159.0019 | 840.7385
[5 empty] | 18 | 91.37% | 8.628% | 1562.4289 | 410.8061 | 18 | 1130.5118 | 840.7385
[5 empty] | 19 | 90.92% | 9.084% | 1645.166 | 452.9916 | 19 | 1105.0555 | 840.7385
[5 empty] | 20 | 90.46% | 9.539% | 1727.4894 | 498.1696 | 20 | 1082.1147 | 840.7385
[5 empty] | 21 | 90.01% | 9.991% | 1809.4011 | 546.5313 | 21 | 1061.2788 | 840.7385
[5 empty] | 22 | 89.56% | 10.44% | 1890.9033 | 598.2791 | 22 | 1042.2194 | 840.7385
[5 empty] | 23 | 89.11% | 10.89% | 1971.9981 | 653.6281 | 23 | 1024.672 | 840.7385
[5 empty] | 24 | 88.67% | 11.33% | 2052.6873 | 712.8059 | 24 | 1008.4214 | 840.7385
[5 empty] | 25 | 88.22% | 11.78% | 2132.9731 | 776.054 | 25 | 993.2917 | 840.7385
[5 empty] | 26 | 87.78% | 12.22% | 2212.8574 | 843.6284 | 26 | 979.1378 | 840.7385
[5 empty] | 27 | 87.34% | 12.66% | 2292.3424 | 915.8003 | 27 | 965.8396 | 840.7385
[5 empty] | 28 | 86.91% | 13.09% | 2371.4299 | 992.8572 | 28 | 953.2971 | 840.7385
[5 empty] | 29 | 86.47% | 13.53% | 2450.1219 | 1075.1039 | 29 | 941.4262 | 840.7385
[5 empty] | 30 | 86.04% | 13.96% | 2528.4206 | 1162.863 | 30 | 930.1563 | 840.7385
[5 empty] | 31 | 85.61% | 14.39% | 2606.3277 | 1256.4765 | 31 | 919.4274 | 840.7385
[5 empty] | 32 | 85.18% | 14.82% | 2683.8453 | 1356.3066 | 32 | 909.1886 | 840.7385
[5 empty] | 33 | 84.75% | 15.25% | 2760.9753 | 1462.7371 | 33 | 899.3961 | 840.7385
[5 empty] | 34 | 84.33% | 15.67% | 2837.7196 | 1576.1744 | 34 | 890.0124 | 840.7385
[5 empty] | 35 | 83.91% | 16.09% | 2914.0802 | 1697.0489 | 35 | 881.0049 | 840.7385
[5 empty] | 36 | 83.49% | 16.51% | 2990.059 | 1825.8162 | 36 | 872.3456 | 840.7385
[5 empty] | 37 | 83.07% | 16.93% | 3065.658 | 1962.9592 | 37 | 864.0097 | 840.7385
[5 empty] | 38 | 82.66% | 17.34% | 3140.8789 | 2108.9886 | 38 | 855.9756 | 840.7385
[5 empty] | 39 | 82.24% | 17.76% | 3215.7237 | 2264.4454 | 39 | 848.2242 | 840.7385
[5 empty] | 40 | 81.83% | 18.17% | 3290.1943 | 2429.9022 | 40 | 840.7385 | 840.7385
Note on L88: Administrator: This can act as the marginal operating cost

## Sources
Information
MicroFIT | http://www.ieso.ca/get-involved/microfit/news-overview
for generating over 10kW of energy
https://kubyenergy.ca/blog/the-cost-of-solar-panels
City of edmonton rebate
https://kubyenergy.ca/blog/edmonton-solar-power-rebate
Alberta rebate
https://kubyenergy.ca/blog/alberta-residential-and-commercial-solar-power-rebate
Change for climate resources
https://www.edmonton.ca/city_government/documents/PDF/HomeGuide-web.pdf
http://ace.edmonton.ca/energuide/guides/
https://changeforclimate.ca/programs
https://www.edmonton.ca/city_government/environmental_stewardship/solar-energy.aspx
https://www.edmonton.ca/city_government/documents/PDF/TinyExplanation-SolarInEdm.pdf
Source of capital
| https://kubyenergy.ca/how-much-do-solar-panels-cost | Options: cash or loan
Solar cost and efficiency over time
| https://news.energysage.com/solar-panel-efficiency-cost-over-time/ |  | 2018 | 2008 | growth rate
| https://en.wikipedia.org/wiki/Solar_cell_efficiency |  | 35.5% | 32% | 1.16%
| Solar price index |  | 2018 | 35.5%
| https://www.pv-magazine.com/features/investors/module-price-index/ |  | 2028 | 39.84%
|  |  | 2038 | 44.71%
|  |  | 2048 | 50.18%
|  |  | 2058 | 56.31% | <- eff in 2058
http://mccac.ca/solar-calculator#output
https://enlighten.enphaseenergy.com/pv/public_systems/EwPs64809/overview